## New VRF BOM
Material | Models | FG Cat | Type | Spare parts description | Legacy | Alternate | SAP Code | Qty. | Category | Cat
#N/A | 40VK028S-7S-QEE | IDU | High wall | Panel | 19989125118 |  | 2044352 | 1 | others | IDU
#N/A | 40VK028S-7S-QEE | IDU | High wall | Display panel | 19988199674D |  | 2044211 | 1 | PCB | IDU
#N/A | 40VK028S-7S-QEE | IDU | High wall | Display box | 19989791221 |  | 2043980 | 1 | PCB | IDU
#N/A | 40VK028S-7S-QEE | IDU | High wall | Blade | 19989125115 |  | 2044265 | 2 | Fan/Louver | IDU
#N/A | 40VK028S-7S-QEE | IDU | High wall | Swing motor-RH | 19989597566A |  | 2044216 | 1 | Swing motor | IDU
#N/A | 40VK028S-7S-QEE | IDU | High wall | Axletree cover | 19989791265 |  | 2043961 | 4 | others | IDU
#N/A | 40VK028S-7S-QEE | IDU | High wall | Swing motor-LH | 19989597566AA |  | 2044246 | 1 | Swing motor | IDU
#N/A | 40VK028S-7S-QEE | IDU | High wall | Bolt cover | 19989791287 |  | 2043965 | 4 | others | IDU
#N/A | 40VK028S-7S-QEE | IDU | High wall | Front panel | 19989125116 |  | 2044470 | 1 | others | IDU
#N/A | 40VK028S-7S-QEE | IDU | High wall | Air filter | 19989791286 |  | 2044099 | 3 | filter | IDU
#N/A | 40VK028S-7S-QEE | IDU | High wall | Service cover | 19989791297 |  | 2043998 | 1 | others | IDU
#N/A | 40VK028S-7S-QEE | IDU | High wall | Indoor motor | 19989598022 |  | 2044513 | 1 | Motor | IDU
#N/A | 40VK028S-7S-QEE | IDU | High wall | Bracket for motor-top | 19989789326 |  | 2043979 | 1 | others | IDU
#N/A | 40VK028S-7S-QEE | IDU | High wall | Swing motor-RH | 19989598129A |  | 2044134 | 1 | Swing motor | IDU
#N/A | 40VK028S-7S-QEE | IDU | High wall | Swing motor-LH | 19989598128A |  | 2044138 | 1 | Swing motor | IDU
#N/A | 40VK028S-7S-QEE | IDU | High wall | Motor cover | 19989791295 |  | 2044042 | 1 | others | IDU
#N/A | 40VK028S-7S-QEE | IDU | High wall | Top board of cover | 19989122172 |  | 2044043 | 1 | others | IDU
#N/A | 40VK028S-7S-QEE | IDU | High wall | Control box cover | 19989897472 |  | 2044003 | 1 | others | IDU
#N/A | 40VK028S-7S-QEE | IDU | High wall | Terminal block | 19989598141 |  | 2044055 | 1 | others | IDU
#N/A | 40VK028S-7S-QEE | IDU | High wall | Indoor PCB | 19848199755B |  | 2044556 | 1 | PCB | IDU
#N/A | 40VK028S-7S-QEE | IDU | High wall | Control box cover | 19989792359 |  | 2044014 | 1 | others | IDU
#N/A | 40VK028S-7S-QEE | IDU | High wall | Control box protector board | 19989897474 |  | 2043996 | 1 | PCB | IDU
#N/A | 40VK028S-7S-QEE | IDU | High wall | Control box | 19989792361 |  | 2044153 | 1 | PCB | IDU
#N/A | 40VK028S-7S-QEE | IDU | High wall | Control box protector board | 19989897476 |  | 2044037 | 1 | PCB | IDU
#N/A | 40VK028S-7S-QEE | IDU | High wall | Control box cover | 19989792360 |  | 2043999 | 1 | others | IDU
#N/A | 40VK028S-7S-QEE | IDU | High wall | Control box cover board | 19989897473 |  | 2044005 | 1 | PCB | IDU
#N/A | 40VK028S-7S-QEE | IDU | High wall | Cross flow fan-RH | 19989789262 |  | 2044261 | 1 | Blower | IDU
#N/A | 40VK028S-7S-QEE | IDU | High wall | Cross flow fan-LH | 19989789261 |  | 2044278 | 1 | Blower | IDU
#N/A | 40VK028S-7S-QEE | IDU | High wall | Bearing assy. | 19989135765 |  | 2044020 | 1 | others | IDU
#N/A | 40VK028S-7S-QEE | IDU | High wall | Bearing cover | 19989791722 |  | 2043973 | 1 | others | IDU
#N/A | 40VK028S-7S-QEE | IDU | High wall | Frame assy. | 19989125120 |  | 2044514 | 1 | others | IDU
#N/A | 40VK028S-7S-QEE | IDU | High wall | Mounting plate | 19989896940 |  | 2044236 | 1 | others | IDU
#N/A | 40VK028S-7S-QEE | IDU | High wall | Evaporator assy | 19849171775 |  | 2044599 | 1 | Coil | IDU
#N/A | 40VK028S-7S-QEE | IDU | High wall | electronic expansion valve | 19849282567 |  | 2044533 | 1 | PMV Valve | IDU
#N/A | 40VK028S-7S-QEE | IDU | High wall | negative ion generator | 19989598474C |  | 2044222 | 1 | PCB | IDU
#N/A | 40VK028S-7S-QEE | IDU | High wall | gas pipe | 19989277017C |  | 2044409 | 1 | Sensor | IDU
#N/A | 40VK028S-7S-QEE | IDU | High wall | ambient temp. sensor | 19989548672 |  | 2045661 | 1 | Sensor | IDU
#N/A | 40VK028S-7S-QEE | IDU | High wall | gas pipe. sensor | 19989547900 |  | 2045662 | 1 | Sensor | IDU
#N/A | 40VCI57FQEE | Controls | High wall | Infrared controller |  |  | #N/A | 1 | Remote | Controls
#N/A | 40VK005S-7S-QEE | IDU | High wall | Panel | 19989787302F |  | 2044489 | 1 | others | IDU
#N/A | 40VK005S-7S-QEE | IDU | High wall | Air filter 1 | 19989791613 |  | 2044061 | 2 | filter | IDU
#N/A | 40VK005S-7S-QEE | IDU | High wall | Bolt cover | 19989791761 |  | 2043962 | 3 | others | IDU
#N/A | 40VK005S-7S-QEE | IDU | High wall | Casing | 19989121037 |  | 2044314 | 1 | others | IDU
#N/A | 40VK005S-7S-QEE | IDU | High wall | Right panel cushion | 19989791718 |  | 2043983 | 1 | others | IDU
#N/A | 40VK005S-7S-QEE | IDU | High wall | Evaporator assy. | 19849170541 |  | 2044480 | 1 | Coil | IDU
#N/A | 40VK005S-7S-QEE | IDU | High wall | Blade | 19989129996 |  | 2044178 | 1 | Fan/Louver | IDU
#N/A | 40VK005S-7S-QEE | IDU | High wall | Cross flow fan | 19989793200A |  | 2044170 | 1 | Blower | IDU
#N/A | 40VK005S-7S-QEE | IDU | High wall | Bearing | 19989135765 |  | 2044020 | 1 | others | IDU
#N/A | 40VK005S-7S-QEE | IDU | High wall | Frame assy | 19989123574 |  | 2044340 | 1 | others | IDU
#N/A | 40VK005S-7S-QEE | IDU | High wall | Mounting plate | 19989896928A |  | 2044051 | 1 | others | IDU
#N/A | 40VK005S-7S-QEE | IDU | High wall | Shaft jacket | 19989792372 |  | 2043963 | 1 | others | IDU
#N/A | 40VK005S-7S-QEE | IDU | High wall | Piping clip | 19989791763 |  | 2043994 | 1 | others | IDU
#N/A | 40VK005S-7S-QEE | IDU | High wall | Protect board of electric box | 19989897315 |  | 2044085 | 1 | others | IDU
#N/A | 40VK005S-7S-QEE | IDU | High wall | Stepper motor for blade | 19849597892 |  | 2044145 | 1 | Swing motor | IDU
#N/A | 40VK005S-7S-QEE | IDU | High wall | Stepper motor for swing board | 19989598128E |  | 2044132 | 1 | Swing motor | IDU
#N/A | 40VK005S-7S-QEE | IDU | High wall | Electrical box assy. | 19849170519 |  | 2044566 | 1 | PCB | IDU
#N/A | 40VK005S-7S-QEE | IDU | High wall | Indoor PCB | 19848199755B |  | 2044556 | 1 | PCB | IDU
#N/A | 40VK005S-7S-QEE | IDU | High wall | Terminal block | 19989598141 |  | 2044055 | 1 | others | IDU
#N/A | 40VK005S-7S-QEE | IDU | High wall | Motor cover | 19989788834 |  | 2044021 | 1 | others | IDU
#N/A | 40VK005S-7S-QEE | IDU | High wall | Indoor motor | 19989596682C |  | 2044451 | 1 | Motor | IDU
#N/A | 40VK005S-7S-QEE | IDU | High wall | Electric box cover | 19989791748 |  | 2043993 | 1 | others | IDU
#N/A | 40VK005S-7S-QEE | IDU | High wall | Protect board of electric box cover-1 | 19989897314 |  | 2044004 | 1 | others | IDU
#N/A | 40VK005S-7S-QEE | IDU | High wall | Electric box cover | 19989791747 |  | 2044022 | 1 | others | IDU
#N/A | 40VK005S-7S-QEE | IDU | High wall | Protect board of electric box cover-2 | 19989897313 |  | 2044012 | 1 | others | IDU
#N/A | 40VK005S-7S-QEE | IDU | High wall | Left panel cushion | 19989791717 |  | 2043981 | 1 | others | IDU
#N/A | 40VK005S-7S-QEE | IDU | High wall | Top cover assy | 19989122181 |  | 2044031 | 1 | others | IDU
#N/A | 40VK005S-7S-QEE | IDU | High wall | Display board box | 19989788291 |  | 2043974 | 1 | PCB | IDU
#N/A | 40VK005S-7S-QEE | IDU | High wall | Display board | 19988199501 |  | 2043985 | 1 | PCB | IDU
#N/A | 40VK005S-7S-QEE | IDU | High wall | Negative ion generator | 19989598474C |  | 2044222 | 1 | PCB | IDU
#N/A | 40VK005S-7S-QEE | IDU | High wall | Electronic expansion valve | 19849282568 |  | 2044524 | 1 | PMV Valve | IDU
#N/A | 40VK005S-7S-QEE | IDU | High wall | Gas pipe | 19989282721M |  | 2044257 | 1 | Sensor | IDU
#N/A | 40VK005S-7S-QEE | IDU | High wall | Ambient temp. sensor | 19849597648 |  | 2045663 | 1 | Sensor | IDU
#N/A | 40VK005S-7S-QEE | IDU | High wall | Gas pipe. sensor | 19849597647 |  | 2045664 | 1 | Sensor | IDU
#N/A | 40VK005S-7S-QEE | IDU | High wall | Liquid pipe. Sensor | 19849597646 |  | 2045665 | 1 | Sensor | IDU
#N/A | 40VK005S-7S-QEE | IDU | High wall | Bracket | 19989788831 |  | 2043970 | 1 | others | IDU
#N/A | 40VCI57FQEE | Controls | High wall | Infrared controller |  |  | #N/A | 1 | Remote | Controls
#N/A | 40VK024S-7S-QEE | IDU | High wall | Panel | 19989787299F |  | 2044559 | 1 | others | IDU
#N/A | 40VK024S-7S-QEE | IDU | High wall | Air filter 1 | 19989791472 |  | 2044114 | 2 | filter | IDU
#N/A | 40VK024S-7S-QEE | IDU | High wall | Bolt cover | 19989791479 |  | 2043966 | 3 | others | IDU
#N/A | 40VK024S-7S-QEE | IDU | High wall | Casing | 19989134070 |  | 2044449 | 1 | others | IDU
#N/A | 40VK024S-7S-QEE | IDU | High wall | Right Panel Cushion | 19989791325 |  | 2044028 | 1 | others | IDU
#N/A | 40VK024S-7S-QEE | IDU | High wall | Evaporator assy | 19849171776 |  | 2044542 | 1 | Coil | IDU
#N/A | 40VK024S-7S-QEE | IDU | High wall | Blade | 19989134069L |  | 2044263 | 1 | Fan/Louver | IDU
#N/A | 40VK024S-7S-QEE | IDU | High wall | Cross flow fan | 19989791478 |  | 2044297 | 1 | Blower | IDU
#N/A | 40VK024S-7S-QEE | IDU | High wall | Bearing | 19989135765 |  | 2044020 | 1 | others | IDU
#N/A | 40VK024S-7S-QEE | IDU | High wall | Display board box | 19989788291 |  | 2043974 | 1 | PCB | IDU
#N/A | 40VK024S-7S-QEE | IDU | High wall | Frame assy. | 19989134062A |  | 2044418 | 1 | others | IDU
#N/A | 40VK024S-7S-QEE | IDU | High wall | Mounting plate | 19989897259 |  | 2044205 | 1 | others | IDU
#N/A | 40VK024S-7S-QEE | IDU | High wall | shaft jacket | 19989792372 |  | 2043963 | 1 | others | IDU
#N/A | 40VK024S-7S-QEE | IDU | High wall | Piping clip | 19989791471 |  | 2043990 | 1 | others | IDU
#N/A | 40VK024S-7S-QEE | IDU | High wall | Control box protector board | 19989897476 |  | 2044037 | 1 | PCB | IDU
#N/A | 40VK024S-7S-QEE | IDU | High wall | Stepper motor for blade | 19989597566A |  | 2044216 | 1 | Swing motor | IDU
#N/A | 40VK024S-7S-QEE | IDU | High wall | Stepper motor for swing board | 19989598128E |  | 2044132 | 1 | Swing motor | IDU
#N/A | 40VK024S-7S-QEE | IDU | High wall | Control box | 19989792361 |  | 2044153 | 1 | PCB | IDU
#N/A | 40VK024S-7S-QEE | IDU | High wall | Indoor PCB | 19848199755B |  | 2044556 | 1 | PCB | IDU
#N/A | 40VK024S-7S-QEE | IDU | High wall | Terminal block | 19989598141 |  | 2044055 | 1 | others | IDU
#N/A | 40VK024S-7S-QEE | IDU | High wall | Motor cover | 19989791483 |  | 2044073 | 1 | others | IDU
#N/A | 40VK024S-7S-QEE | IDU | High wall | Indoor motor | 19989595898B |  | 2044481 | 1 | Motor | IDU
#N/A | 40VK024S-7S-QEE | IDU | High wall | Control box cover | 19989792360 |  | 2043999 | 1 | others | IDU
#N/A | 40VK024S-7S-QEE | IDU | High wall | Control box cover board | 19989897473 |  | 2044005 | 1 | PCB | IDU
#N/A | 40VK024S-7S-QEE | IDU | High wall | Control box cover | 19989897472 |  | 2044003 | 1 | others | IDU
#N/A | 40VK024S-7S-QEE | IDU | High wall | Control box cover | 19989792359 |  | 2044014 | 1 | others | IDU
#N/A | 40VK024S-7S-QEE | IDU | High wall | Left Panel Cushion | 19989791326 |  | 2044034 | 1 | others | IDU
#N/A | 40VK024S-7S-QEE | IDU | High wall | Top cover assy | 19989122173 |  | 2044039 | 1 | others | IDU
#N/A | 40VK024S-7S-QEE | IDU | High wall | Display panel | 19988199501 |  | 2043985 | 1 | PCB | IDU
#N/A | 40VK024S-7S-QEE | IDU | High wall | negative ion generator | 19989598474C |  | 2044222 | 1 | PCB | IDU
#N/A | 40VK024S-7S-QEE | IDU | High wall | electronic expansion valve | 19849282567 |  | 2044533 | 1 | PMV Valve | IDU
#N/A | 40VK024S-7S-QEE | IDU | High wall | gas pipe | 19989280020D |  | 2044381 | 1 | Sensor | IDU
#N/A | 40VK024S-7S-QEE | IDU | High wall | Control box protector board | 19849171714 |  | 2044036 | 1 | PCB | IDU
#N/A | 40VK024S-7S-QEE | IDU | High wall | ambient temp. sensor | 19989548672 |  | 2045661 | 1 | Sensor | IDU
#N/A | 40VK024S-7S-QEE | IDU | High wall | gas pipe. sensor | 19989547900 |  | 2045662 | 1 | Sensor | IDU
#N/A | 40VCI57FQEE | Controls | High wall | Infrared controller |  |  | #N/A | 1 | Remote | Controls
#N/A | 40VK012S-7S-QEE | IDU | High wall | Panel | 19989787302F |  | 2044489 | 1 | others | IDU
#N/A | 40VK012S-7S-QEE | IDU | High wall | Air filter 1 | 19989791613 |  | 2044061 | 2 | filter | IDU
#N/A | 40VK012S-7S-QEE | IDU | High wall | Bolt cover | 19989791761 |  | 2043962 | 3 | others | IDU
#N/A | 40VK012S-7S-QEE | IDU | High wall | Casing | 19989121037 |  | 2044314 | 1 | others | IDU
#N/A | 40VK012S-7S-QEE | IDU | High wall | Right panel cushion | 19989791718 |  | 2043983 | 1 | others | IDU
#N/A | 40VK012S-7S-QEE | IDU | High wall | Evaporator assy. | 19849171777 |  | 2044562 | 1 | Coil | IDU
#N/A | 40VK012S-7S-QEE | IDU | High wall | Blade | 19989129996 |  | 2044178 | 1 | Fan/Louver | IDU
#N/A | 40VK012S-7S-QEE | IDU | High wall | Cross flow fan | 19989793200A |  | 2044170 | 1 | Blower | IDU
#N/A | 40VK012S-7S-QEE | IDU | High wall | Bearing | 19989135765 |  | 2044020 | 1 | others | IDU
#N/A | 40VK012S-7S-QEE | IDU | High wall | Frame assy | 19989123574 |  | 2044340 | 1 | others | IDU
#N/A | 40VK012S-7S-QEE | IDU | High wall | Mounting plate | 19989896928A |  | 2044051 | 1 | others | IDU
#N/A | 40VK012S-7S-QEE | IDU | High wall | Shaft jacket | 19989792372 |  | 2043963 | 1 | others | IDU
#N/A | 40VK012S-7S-QEE | IDU | High wall | Piping clip | 19989791763 |  | 2043994 | 1 | others | IDU
#N/A | 40VK012S-7S-QEE | IDU | High wall | Protect board of electric box | 19989897315 |  | 2044085 | 1 | others | IDU
#N/A | 40VK012S-7S-QEE | IDU | High wall | Stepper motor for blade | 19849597892 |  | 2044145 | 1 | Swing motor | IDU
#N/A | 40VK012S-7S-QEE | IDU | High wall | Stepper motor for swing board | 19989598128E |  | 2044132 | 1 | Swing motor | IDU
#N/A | 40VK012S-7S-QEE | IDU | High wall | Electrical box assy. | 19849170519 |  | 2044566 | 1 | PCB | IDU
#N/A | 40VK012S-7S-QEE | IDU | High wall | Indoor PCB | 19848199755B |  | 2044556 | 1 | PCB | IDU
#N/A | 40VK012S-7S-QEE | IDU | High wall | Terminal block | 19989598141 |  | 2044055 | 1 | others | IDU
#N/A | 40VK012S-7S-QEE | IDU | High wall | Motor cover | 19989788834 |  | 2044021 | 1 | others | IDU
#N/A | 40VK012S-7S-QEE | IDU | High wall | Indoor motor | 19989596682C |  | 2044451 | 1 | Motor | IDU
#N/A | 40VK012S-7S-QEE | IDU | High wall | Electric box cover | 19989791748 |  | 2043993 | 1 | others | IDU
#N/A | 40VK012S-7S-QEE | IDU | High wall | Protect board of electric box cover-1 | 19989897314 |  | 2044004 | 1 | others | IDU
#N/A | 40VK012S-7S-QEE | IDU | High wall | Electric box cover | 19989791747 |  | 2044022 | 1 | others | IDU
#N/A | 40VK012S-7S-QEE | IDU | High wall | Protect board of electric box cover-2 | 19989897313 |  | 2044012 | 1 | others | IDU
#N/A | 40VK012S-7S-QEE | IDU | High wall | Left panel cushion | 19989791717 |  | 2043981 | 1 | others | IDU
#N/A | 40VK012S-7S-QEE | IDU | High wall | Top cover assy | 19989122181 |  | 2044031 | 1 | others | IDU
#N/A | 40VK012S-7S-QEE | IDU | High wall | Display board box | 19989788291 |  | 2043974 | 1 | PCB | IDU
#N/A | 40VK012S-7S-QEE | IDU | High wall | Display board | 19988199501 |  | 2043985 | 1 | PCB | IDU
#N/A | 40VK012S-7S-QEE | IDU | High wall | Negative ion generator | 19989598474C |  | 2044222 | 1 | PCB | IDU
#N/A | 40VK012S-7S-QEE | IDU | High wall | Electronic expansion valve | 19849282568 |  | 2044524 | 1 | PMV Valve | IDU
#N/A | 40VK012S-7S-QEE | IDU | High wall | Gas pipe | 19989282721N |  | 2044272 | 1 | Sensor | IDU
#N/A | 40VK012S-7S-QEE | IDU | High wall | Ambient temp. sensor | 19849597648 |  | 2045663 | 1 | Sensor | IDU
#N/A | 40VK012S-7S-QEE | IDU | High wall | Gas pipe. sensor | 19849597647 |  | 2045664 | 1 | Sensor | IDU
#N/A | 40VK012S-7S-QEE | IDU | High wall | Liquid pipe. Sensor | 19849597646 |  | 2045665 | 1 | Sensor | IDU
#N/A | 40VK012S-7S-QEE | IDU | High wall | Bracket | 19989788831 |  | 2043970 | 1 | others | IDU
#N/A | 40VCI57FQEE | Controls | High wall | Infrared controller |  |  | #N/A | 1 | Remote | Controls
#N/A | 40VK016S-7S-QEE | IDU | High wall | Panel | 19989787299F |  | 2044559 | 1 | others | IDU
#N/A | 40VK016S-7S-QEE | IDU | High wall | Air filter 1 | 19989791472 |  | 2044114 | 2 | filter | IDU
#N/A | 40VK016S-7S-QEE | IDU | High wall | Bolt cover | 19989791479 |  | 2043966 | 3 | others | IDU
#N/A | 40VK016S-7S-QEE | IDU | High wall | Casing | 19989134070 |  | 2044449 | 1 | others | IDU
#N/A | 40VK016S-7S-QEE | IDU | High wall | Right Panel Cushion | 19989791325 |  | 2044028 | 1 | others | IDU
#N/A | 40VK016S-7S-QEE | IDU | High wall | Evaporator assy | 19849170540 |  | 2044558 | 1 | Coil | IDU
#N/A | 40VK016S-7S-QEE | IDU | High wall | Blade | 19989134069L |  | 2044263 | 1 | Fan/Louver | IDU
#N/A | 40VK016S-7S-QEE | IDU | High wall | Cross flow fan | 19989791478 |  | 2044297 | 1 | Blower | IDU
#N/A | 40VK016S-7S-QEE | IDU | High wall | Bearing | 19989135765 |  | 2044020 | 1 | others | IDU
#N/A | 40VK016S-7S-QEE | IDU | High wall | Display board box | 19989788291 |  | 2043974 | 1 | PCB | IDU
#N/A | 40VK016S-7S-QEE | IDU | High wall | Frame assy. | 19989134062A |  | 2044418 | 1 | others | IDU
#N/A | 40VK016S-7S-QEE | IDU | High wall | Mounting plate | 19989897259 |  | 2044205 | 1 | others | IDU
#N/A | 40VK016S-7S-QEE | IDU | High wall | shaft jacket | 19989792372 |  | 2043963 | 1 | others | IDU
#N/A | 40VK016S-7S-QEE | IDU | High wall | Piping clip | 19989791471 |  | 2043990 | 1 | others | IDU
#N/A | 40VK016S-7S-QEE | IDU | High wall | Control box protector board | 19989897476 |  | 2044037 | 1 | PCB | IDU
#N/A | 40VK016S-7S-QEE | IDU | High wall | Stepper motor for blade | 19989597566A |  | 2044216 | 1 | Swing motor | IDU
#N/A | 40VK016S-7S-QEE | IDU | High wall | Stepper motor for swing board | 19989598128E |  | 2044132 | 1 | Swing motor | IDU
#N/A | 40VK016S-7S-QEE | IDU | High wall | Control box | 19989792361 |  | 2044153 | 1 | PCB | IDU
#N/A | 40VK016S-7S-QEE | IDU | High wall | Indoor PCB | 19848199755B |  | 2044556 | 1 | PCB | IDU
#N/A | 40VK016S-7S-QEE | IDU | High wall | Terminal block | 19989598141 |  | 2044055 | 1 | others | IDU
#N/A | 40VK016S-7S-QEE | IDU | High wall | Motor cover | 19989791483 |  | 2044073 | 1 | others | IDU
#N/A | 40VK016S-7S-QEE | IDU | High wall | Indoor motor | 19989595898B |  | 2044481 | 1 | Motor | IDU
#N/A | 40VK016S-7S-QEE | IDU | High wall | Control box cover | 19989792360 |  | 2043999 | 1 | others | IDU
#N/A | 40VK016S-7S-QEE | IDU | High wall | Control box cover board | 19989897473 |  | 2044005 | 1 | PCB | IDU
#N/A | 40VK016S-7S-QEE | IDU | High wall | Control box cover | 19989897472 |  | 2044003 | 1 | others | IDU
#N/A | 40VK016S-7S-QEE | IDU | High wall | Control box cover | 19989792359 |  | 2044014 | 1 | others | IDU
#N/A | 40VK016S-7S-QEE | IDU | High wall | Left Panel Cushion | 19989791326 |  | 2044034 | 1 | others | IDU
#N/A | 40VK016S-7S-QEE | IDU | High wall | Top cover assy | 19989122173 |  | 2044039 | 1 | others | IDU
#N/A | 40VK016S-7S-QEE | IDU | High wall | Display panel | 19988199501 |  | 2043985 | 1 | PCB | IDU
#N/A | 40VK016S-7S-QEE | IDU | High wall | negative ion generator | 19989598474C |  | 2044222 | 1 | PCB | IDU
#N/A | 40VK016S-7S-QEE | IDU | High wall | electronic expansion valve | 19849282567 |  | 2044533 | 1 | PMV Valve | IDU
#N/A | 40VK016S-7S-QEE | IDU | High wall | gas pipe | 19989280020E |  | 2044376 | 1 | Sensor | IDU
#N/A | 40VK016S-7S-QEE | IDU | High wall | Control box protector board | 19849171714 |  | 2044036 | 1 | PCB | IDU
#N/A | 40VK016S-7S-QEE | IDU | High wall | ambient temp. sensor | 19989548672 |  | 2045661 | 1 | Sensor | IDU
#N/A | 40VK016S-7S-QEE | IDU | High wall | gas pipe. sensor | 19989547900 |  | 2045662 | 1 | Sensor | IDU
#N/A | 40VCI57FQEE | Controls | High wall | Infrared controller |  |  | #N/A | 1 | Remote | Controls
2513814 | 40VU012C-7G-QEE | IDU | Four way cassette | Bottom bracket | 19849894524 |  | 2044378 | 1 | Other | IDU
2513814 | 40VU012C-7G-QEE | IDU | Four way cassette | Unit holder | 19989846218 |  | 2044029 | 4 | Other | IDU
2513814 | 40VU012C-7G-QEE | IDU | Four way cassette | Fan motor | 19849599277 |  | 2044464 | 1 | Motor | IDU
2513814 | 40VU012C-7G-QEE | IDU | Four way cassette | clapboard assembly | 19989147544 |  | 2044283 | 1 | Other | IDU
2513814 | 40VU012C-7G-QEE | IDU | Four way cassette | Fan blade | 19989748250 |  | 2044347 | 1 | FAN | IDU
2513814 | 40VU012C-7G-QEE | IDU | Four way cassette | Fan in-built part | 1998A8698289 |  | 2043982 | 1 | Other | IDU
2513814 | 40VU012C-7G-QEE | IDU | Four way cassette | flange nut M6 | 19989349666 |  | 2043964 | 3 | Other | IDU
2513814 | 40VU012C-7G-QEE | IDU | Four way cassette | evaporator assembly | 19989241812 |  | 2044578 | 1 | Coil | IDU
2513814 | 40VU012C-7G-QEE | IDU | Four way cassette | fixation nip | 19989846220 |  | 2044007 | 1 | Other | IDU
2513814 | 40VU012C-7G-QEE | IDU | Four way cassette | Drain pan | 19989748244 |  | 2044394 | 1 | Drain Pan | IDU
2513814 | 40VU012C-7G-QEE | IDU | Four way cassette | Wind ring | 19989748267 |  | 2044194 | 1 | Other | IDU
2513814 | 40VU012C-7G-QEE | IDU | Four way cassette | Fan capacitance | 19849599703 |  | 2044063 | 1 | PCB | IDU
2513814 | 40VU012C-7G-QEE | IDU | Four way cassette | PCB | 19848199886 |  | 2044471 | 1 | PCB | IDU
2513814 | 40VU012C-7G-QEE | IDU | Four way cassette | Electrical box assy. | 19989146729 |  | 2044182 | 1 | PCB | IDU
2513814 | 40VU012C-7G-QEE | IDU | Four way cassette | Electrical box cover | 1998A86988800 |  | 2044101 | 1 | Other | IDU
2513814 | 40VU012C-7G-QEE | IDU | Four way cassette | PMV | 19849297039 |  | 2044424 | 1 | Motor | IDU
2513814 | 40VU012C-7G-QEE | IDU | Four way cassette | electronic expansion valve coil（included In NO.37) | / |  | #N/A | 1 | Magnetic Coil | IDU
2513814 | 40VU012C-7G-QEE | IDU | Four way cassette | Transformer | 19989548737E |  | 2044245 | 1 | Transformer | IDU
2513814 | 40VU012C-7G-QEE | IDU | Four way cassette | Terminal block | 1998A5999885 |  | 2044047 | 1 | Other | IDU
2513814 | 40VU012C-7G-QEE | IDU | Four way cassette | Fixed plate | 19989846219 |  | 2044075 | 1 | Other | IDU
2513814 | 40VU012C-7G-QEE | IDU | Four way cassette | Temp. sensor sleeve | 1998A7888932 |  | 2045666 | 1 | Other | IDU
2513814 | 40VU012C-7G-QEE | IDU | Four way cassette | Partition plate | 19989846217 |  | 2044027 | 1 | Other | IDU
2513814 | 40VU012C-7G-QEE | IDU | Four way cassette | Fan wire | 19989548412 |  | 2044104 | 1 | Other | IDU
2513814 | 40VU012C-7G-QEE | IDU | Four way cassette | Float switch | 19989548755 |  | 2044200 | 1 | Float Switch | IDU
2513814 | 40VU012C-7G-QEE | IDU | Four way cassette | Water pump | 19989547656 |  | 2044395 | 1 | Pump | IDU
2513814 | 40VU012C-7G-QEE | IDU | Four way cassette | water pump fixed plate | 19989846214 |  | 2044072 | 1 | Other | IDU
2513814 | 40VU012C-7G-QEE | IDU | Four way cassette | Float switch holder | 19989846215 |  | 2044046 | 1 | Other | IDU
2513814 | 40VU012C-7G-QEE | IDU | Four way cassette | water outlet pipe | 19989242216 |  | 2044084 | 1 | Other | IDU
2513814 | 40VU012C-7G-QEE | IDU | Four way cassette | Terminal block | 19989548764E |  | 2044082 | 1 | Other | IDU
2513814 | 40VU012C-7G-QEE | IDU | Four way cassette | pipe temp. sensor | 19989548670 |  | 2045667 | 1 | SENSOR | IDU
2513814 | 40VU012C-7G-QEE | IDU | Four way cassette | gas pipe temp. sensor | 19849596516 |  | 2045668 | 1 | Sensor | IDU
2513814 | 40VU012C-7G-QEE | IDU | Four way cassette | Ambient temp. sensor | 19989548672 |  | 2045661 | 1 | Sensor | IDU
2513814 | 40VU012C-7G-QEE | IDU | Four way cassette | Wiring partition | 1998A4254883 |  | 2044000 | 2 | Other | IDU
2513803 | 40VU024S-7G-QEE | IDU | Four way cassette | chasis | 19849893563 |  | 2044505 | 1 | Plastic | IDU
2513803 | 40VU024S-7G-QEE | IDU | Four way cassette | partition plate | 19849798364 |  | 2044333 | 1 | Other | IDU
2513803 | 40VU024S-7G-QEE | IDU | Four way cassette | drain pipe assy. | 19849798822C |  | 2044097 | 1 | Drain | IDU
2513803 | 40VU024S-7G-QEE | IDU | Four way cassette | observation board | 19849893213 |  | 2043991 | 1 | Other | IDU
2513803 | 40VU024S-7G-QEE | IDU | Four way cassette | fixing plate | 19849798344 |  | 2044038 | 1 | Other | IDU
2513803 | 40VU024S-7G-QEE | IDU | Four way cassette | Fan motor -AC Type | 19849598417 |  | 2044520 | 1 | Motor | IDU
2513803 | 40VU024S-7G-QEE | IDU | Four way cassette | water pump assy. | 19849186867 |  | 2044419 | 1 | Pump | IDU
2513803 | 40VU024S-7G-QEE | IDU | Four way cassette | fan | 19849798358 |  | 2044434 | 1 | FAN | IDU
2513803 | 40VU024S-7G-QEE | IDU | Four way cassette | evaporator assy. | 19849178982 |  | 2044589 | 1 | Coil | IDU
2513803 | 40VU024S-7G-QEE | IDU | Four way cassette | gas return pipe assy. | 19849286658 |  | 2044318 | 1 | Other | IDU
2513803 | 40VU024S-7G-QEE | IDU | Four way cassette | fixing clip of evaporator | 19849893547A |  | 2044053 | 1 | Other | IDU
2513803 | 40VU024S-7G-QEE | IDU | Four way cassette | fixing plate of evaporator | 19849893551 |  | 2044120 | 1 | Other | IDU
2513803 | 40VU024S-7G-QEE | IDU | Four way cassette | water tray | 19849798065 |  | 2044468 | 1 | Drain Pan | IDU
2513803 | 40VU024S-7G-QEE | IDU | Four way cassette | air guided ring | 19849798373A |  | 2044329 | 1 | Other | IDU
2513803 | 40VU024S-7G-QEE | IDU | Four way cassette | AC electrical cabinet assembly | 19849127129 |  | 2044311 | 1 | other | IDU
2513803 | 40VU024S-7G-QEE | IDU | Four way cassette | electrical box cover2-big | 19849893567 |  | 2044131 | 1 | other | IDU
2513803 | 40VU024S-7G-QEE | IDU | Four way cassette | electrical box cover1-small | 19849893603 |  | 2043992 | 1 | other | IDU
2513803 | 40VU024S-7G-QEE | IDU | Four way cassette | Terminal block | 19989547823B |  | 2044035 | 1 | other | IDU
2513803 | 40VU024S-7G-QEE | IDU | Four way cassette | Transformer | 19989548737F |  | 2044197 | 1 | Transformer | IDU
2513803 | 40VU024S-7G-QEE | IDU | Four way cassette | AC type PCB | 19848199771 |  | 2044500 | 1 | PCB | IDU
2513803 | 40VU024S-7G-QEE | IDU | Four way cassette | Terminal block | 19989547823B |  | 2044035 | 1 | other | IDU
2513802 | 40VU018S-7G-QEE | IDU | Four way cassette | chassis | 19849893562 |  | 2044459 | 1 | plastic | IDU
2513802 | 40VU018S-7G-QEE | IDU | Four way cassette | partition plate | 19849798363 |  | 2044317 | 1 | other | IDU
2513802 | 40VU018S-7G-QEE | IDU | Four way cassette | drain pipe assy. | 19849798822C |  | 2044097 | 1 | Drain | IDU
2513802 | 40VU018S-7G-QEE | IDU | Four way cassette | observation board | 19849893213 |  | 2043991 | 1 | Other | IDU
2513802 | 40VU018S-7G-QEE | IDU | Four way cassette | fixing plate | 19849798344 |  | 2044038 | 1 | Other | IDU
2513802 | 40VU018S-7G-QEE | IDU | Four way cassette | Motor AC type | 19849598164 |  | 2044544 | 1 | Motor | IDU
2513802 | 40VU018S-7G-QEE | IDU | Four way cassette | water pump assy. | 19849186867 |  | 2044419 | 1 | Pump | IDU
2513802 | 40VU018S-7G-QEE | IDU | Four way cassette | fan | 19849798358 |  | 2044434 | 1 | FAN | IDU
2513802 | 40VU018S-7G-QEE | IDU | Four way cassette | evaporator assy | 19849176546 |  | 2044588 | 1 | Coil | IDU
2513802 | 40VU018S-7G-QEE | IDU | Four way cassette | gas return pipe assy. | 19849285965 |  | 2044235 | 1 | other | IDU
2513802 | 40VU018S-7G-QEE | IDU | Four way cassette | fixing clip of evaporator | 19849893547A |  | 2044053 | 1 | Other | IDU
2513802 | 40VU018S-7G-QEE | IDU | Four way cassette | fixing plate of evaporator | 19849893550 |  | 2044111 | 1 | other | IDU
2513802 | 40VU018S-7G-QEE | IDU | Four way cassette | water tray | 19849798065 |  | 2044468 | 1 | Drain Pan | IDU
2513802 | 40VU018S-7G-QEE | IDU | Four way cassette | air guided ring | 19849798360A |  | 2044334 | 1 | other | IDU
2513802 | 40VU018S-7G-QEE | IDU | Four way cassette | AC electrical cabinet assembly | 19849127129 |  | 2044311 | 1 | other | IDU
2513802 | 40VU018S-7G-QEE | IDU | Four way cassette | electrical box cover | 19849893567 |  | 2044131 | 1 | other | IDU
2513802 | 40VU018S-7G-QEE | IDU | Four way cassette | electrical box cover | 19849893603 |  | 2043992 | 1 | other | IDU
2513802 | 40VU018S-7G-QEE | IDU | Four way cassette | Terminal block | 19989547823B |  | 2044035 | 1 | other | IDU
2513802 | 40VU018S-7G-QEE | IDU | Four way cassette | Transformer | 19989548737F |  | 2044197 | 1 | Transformer | IDU
2513802 | 40VU018S-7G-QEE | IDU | Four way cassette | AC type PCB | 19848199771 |  | 2044500 | 1 | PCB | IDU
2513802 | 40VU018S-7G-QEE | IDU | Four way cassette | Terminal block | 19989547823B |  | 2044035 | 1 | other | IDU
2513815 | 40VU016C-7G-QEE | IDU | Four way cassette | Bottom bracket | 19849894524 |  | 2044378 | 1 | Other | IDU
2513815 | 40VU016C-7G-QEE | IDU | Four way cassette | Unit holder | 19989846218 |  | 2044029 | 4 | Other | IDU
2513815 | 40VU016C-7G-QEE | IDU | Four way cassette | Fan motor | 19849599277 |  | 2044464 | 1 | Motor | IDU
2513815 | 40VU016C-7G-QEE | IDU | Four way cassette | clapboard assembly | 19989147544 |  | 2044283 | 1 | Other | IDU
2513815 | 40VU016C-7G-QEE | IDU | Four way cassette | Fan | 19989748250 |  | 2044347 | 1 | FAN | IDU
2513815 | 40VU016C-7G-QEE | IDU | Four way cassette | Fan in-built part | 1998A8698289 |  | 2043982 | 1 | Other | IDU
2513815 | 40VU016C-7G-QEE | IDU | Four way cassette | flange nut M6 | 19989349666 |  | 2043964 | 4 | Other | IDU
2513815 | 40VU016C-7G-QEE | IDU | Four way cassette | evaporator assembly | 19989241812 |  | 2044578 | 1 | Coil | IDU
2513815 | 40VU016C-7G-QEE | IDU | Four way cassette | fixation nip | 19989846220 |  | 2044007 | 1 | Other | IDU
2513815 | 40VU016C-7G-QEE | IDU | Four way cassette | Drain pan | 19989748244 |  | 2044394 | 1 | Drain Pan | IDU
2513815 | 40VU016C-7G-QEE | IDU | Four way cassette | Wind ring | 19989748267 |  | 2044194 | 1 | Other | IDU
2513815 | 40VU016C-7G-QEE | IDU | Four way cassette | Fan capacitance | 19849599703 |  | 2044063 | 1 | PCB | IDU
2513815 | 40VU016C-7G-QEE | IDU | Four way cassette | PCB | 19848199886 |  | 2044471 | 1 | PCB | IDU
2513815 | 40VU016C-7G-QEE | IDU | Four way cassette | Electrical box assy. | 19989146729 |  | 2044182 | 1 | PCB | IDU
2513815 | 40VU016C-7G-QEE | IDU | Four way cassette | Electrical box cover | 1998A86988800 |  | 2044101 | 1 | Other | IDU
2513815 | 40VU016C-7G-QEE | IDU | Four way cassette | PMV | 19849297039 |  | 2044424 | 1 | Motor | IDU
2513815 | 40VU016C-7G-QEE | IDU | Four way cassette | liquid pipe temp. sensor | 19989548670 |  | 2045667 | 1 | SENSOR | IDU
2513815 | 40VU016C-7G-QEE | IDU | Four way cassette | Transformer | 19989548737E |  | 2044245 | 1 | Transformer | IDU
2513815 | 40VU016C-7G-QEE | IDU | Four way cassette | Terminal block | 1998A5999885 |  | 2044047 | 1 | Other | IDU
2513815 | 40VU016C-7G-QEE | IDU | Four way cassette | Fixed plate | 19989846219 |  | 2044075 | 1 | Other | IDU
2513815 | 40VU016C-7G-QEE | IDU | Four way cassette | gas pipe temp. sensor | 19849596516 |  | 2045668 | 1 | Sensor | IDU
2513815 | 40VU016C-7G-QEE | IDU | Four way cassette | Partition plate | 19989846217 |  | 2044027 | 1 | Other | IDU
2513815 | 40VU016C-7G-QEE | IDU | Four way cassette | Fan wire | 19989548412 |  | 2044104 | 1 | Other | IDU
2513815 | 40VU016C-7G-QEE | IDU | Four way cassette | Float switch | 19989548755 |  | 2044200 | 1 | Float Switch | IDU
2513815 | 40VU016C-7G-QEE | IDU | Four way cassette | Water pump | 19989547656 |  | 2044395 | 1 | Pump | IDU
2513815 | 40VU016C-7G-QEE | IDU | Four way cassette | water pump fixed plate | 19989846214 |  | 2044072 | 1 | Other | IDU
2513815 | 40VU016C-7G-QEE | IDU | Four way cassette | Float switch holder | 19989846215 |  | 2044046 | 1 | Other | IDU
2513815 | 40VU016C-7G-QEE | IDU | Four way cassette | water outlet pipe | 19989242216 |  | 2044084 | 1 | Other | IDU
2513815 | 40VU016C-7G-QEE | IDU | Four way cassette | Terminal block | 19989548764E |  | 2044082 | 1 | Other | IDU
2513815 | 40VU016C-7G-QEE | IDU | Four way cassette | Ambient temp. sensor | 19989548672 |  | 2045661 | 1 | Sensor | IDU
2513815 | 40VU016C-7G-QEE | IDU | Four way cassette | Wiring partition | 1998A4254883 |  | 2044000 | 2 | Other | IDU
2513806 | 40VU048S-7G-QEE | IDU | Four way cassette | chasis | 19849893561A |  | 2044530 | 1 | plastic | IDU
2513806 | 40VU048S-7G-QEE | IDU | Four way cassette | partition plate | 19849798362 |  | 2044359 | 1 | other | IDU
2513806 | 40VU048S-7G-QEE | IDU | Four way cassette | drain pipe assy. | 19849798822C |  | 2044097 | 1 | Drain | IDU
2513806 | 40VU048S-7G-QEE | IDU | Four way cassette | observation board | 19849893213 |  | 2043991 | 1 | Other | IDU
2513806 | 40VU048S-7G-QEE | IDU | Four way cassette | fixing plate | 19849798344 |  | 2044038 | 1 | Other | IDU
2513806 | 40VU048S-7G-QEE | IDU | Four way cassette | fan motor-AC type | 19849598417 |  | 2044520 | 1 | Motor | IDU
2513806 | 40VU048S-7G-QEE | IDU | Four way cassette | water pump assy. | 19849186867 |  | 2044419 | 1 | Pump | IDU
2513806 | 40VU048S-7G-QEE | IDU | Four way cassette | FAN | 19849798358 |  | 2044434 | 1 | FAN | IDU
2513806 | 40VU048S-7G-QEE | IDU | Four way cassette | Evaprator assy | 19849156257 |  | 2044605 | 1 | coil | IDU
2513806 | 40VU048S-7G-QEE | IDU | Four way cassette | gas return pipe assy. | 19849283918 |  | 2044319 | 1 | other | IDU
2513806 | 40VU048S-7G-QEE | IDU | Four way cassette | fixing clip of evaporator | 19849893546A |  | 2044062 | 1 | other | IDU
2513806 | 40VU048S-7G-QEE | IDU | Four way cassette | fixing plate of evaporator | 19849893548 |  | 2044089 | 1 | other | IDU
2513806 | 40VU048S-7G-QEE | IDU | Four way cassette | water tray | 19849798065 |  | 2044468 | 1 | Drain Pan | IDU
2513806 | 40VU048S-7G-QEE | IDU | Four way cassette | air guided ring | 19849798359A |  | 2044351 | 1 | other | IDU
2513806 | 40VU048S-7G-QEE | IDU | Four way cassette | AC electrical cabinet assembly | 19849127129 |  | 2044311 | 1 | other | IDU
2513806 | 40VU048S-7G-QEE | IDU | Four way cassette | electrical box cover2 | 19849893567 |  | 2044131 | 1 | other | IDU
2513806 | 40VU048S-7G-QEE | IDU | Four way cassette | electrical box cover1 | 19849893603 |  | 2043992 | 1 | other | IDU
2513806 | 40VU048S-7G-QEE | IDU | Four way cassette | Terminal block | 19989547823B |  | 2044035 | 1 | other | IDU
2513806 | 40VU048S-7G-QEE | IDU | Four way cassette | Transformer | 19989548737F |  | 2044197 | 1 | Transformer | IDU
2513806 | 40VU048S-7G-QEE | IDU | Four way cassette | AC type PCB | 19848199771 |  | 2044500 | 1 | PCB | IDU
2513806 | 40VU048S-7G-QEE | IDU | Four way cassette | Terminal block | 19989547823B |  | 2044035 | 1 | other | IDU
2513804 | 40VU030S-7G-QEE | IDU | Four way cassette | chassis | 19849893607 |  | 2044519 | 1 | plastic | IDU
2513804 | 40VU030S-7G-QEE | IDU | Four way cassette | partition plate | 19849798384 |  | 2044295 | 1 | other | IDU
2513804 | 40VU030S-7G-QEE | IDU | Four way cassette | drain pipe assy. | 19849798822C |  | 2044097 | 1 | Drain | IDU
2513804 | 40VU030S-7G-QEE | IDU | Four way cassette | observation board | 19849893213 |  | 2043991 | 1 | Other | IDU
2513804 | 40VU030S-7G-QEE | IDU | Four way cassette | fixing plate | 19849798344 |  | 2044038 | 1 | Other | IDU
2513804 | 40VU030S-7G-QEE | IDU | Four way cassette | fan motor-AC type | 19849598418 |  | 2044522 | 1 | Motor | IDU
2513804 | 40VU030S-7G-QEE | IDU | Four way cassette | water pump assy. | 19849186867 |  | 2044419 | 1 | Pump | IDU
2513804 | 40VU030S-7G-QEE | IDU | Four way cassette | fan | 19849798357 |  | 2044437 | 1 | fan | IDU
2513804 | 40VU030S-7G-QEE | IDU | Four way cassette | Evaprator assy | 19849178981 |  | 2044598 | 1 | coil | IDU
2513804 | 40VU030S-7G-QEE | IDU | Four way cassette | gas return pipe assy. | 19849285989 |  | 2044323 | 1 | other | IDU
2513804 | 40VU030S-7G-QEE | IDU | Four way cassette | fixing clip of evaporator | 19849893547A |  | 2044053 | 1 | Other | IDU
2513804 | 40VU030S-7G-QEE | IDU | Four way cassette | fixing plate of evaporator | 19849893609 |  | 2044079 | 1 | other | IDU
2513804 | 40VU030S-7G-QEE | IDU | Four way cassette | water tray | 19849798065 |  | 2044468 | 1 | Drain Pan | IDU
2513804 | 40VU030S-7G-QEE | IDU | Four way cassette | air guided ring | 19849798373A |  | 2044329 | 1 | Other | IDU
2513804 | 40VU030S-7G-QEE | IDU | Four way cassette | AC electrical cabinet assembly | 19849127129 |  | 2044311 | 1 | other | IDU
2513804 | 40VU030S-7G-QEE | IDU | Four way cassette | electrical box cover2 | 19849893567 |  | 2044131 | 1 | other | IDU
2513804 | 40VU030S-7G-QEE | IDU | Four way cassette | electrical box cover1 | 19849893603 |  | 2043992 | 1 | other | IDU
2513804 | 40VU030S-7G-QEE | IDU | Four way cassette | Terminal block | 19989547823B |  | 2044035 | 1 | other | IDU
2513804 | 40VU030S-7G-QEE | IDU | Four way cassette | Transformer | 19989548737F |  | 2044197 | 1 | Transformer | IDU
2513804 | 40VU030S-7G-QEE | IDU | Four way cassette | AC type PCB | 19848199771 |  | 2044500 | 1 | PCB | IDU
2513804 | 40VU030S-7G-QEE | IDU | Four way cassette | Terminal block | 19989547823B |  | 2044035 | 1 | other | IDU
#N/A | 40VU005C-7G-QEE | IDU | Four way cassette | Bottom bracket | 19849894524 |  | 2044378 | 1 | Other | IDU
#N/A | 40VU005C-7G-QEE | IDU | Four way cassette | Unit holder | 19989846218 |  | 2044029 | 4 | Other | IDU
#N/A | 40VU005C-7G-QEE | IDU | Four way cassette | Fan motor | 19849599277 |  | 2044464 | 1 | Motor | IDU
#N/A | 40VU005C-7G-QEE | IDU | Four way cassette | clapboard assembly | 19989147544 |  | 2044283 | 1 | Other | IDU
#N/A | 40VU005C-7G-QEE | IDU | Four way cassette | Fan | 19989748250 |  | 2044347 | 1 | FAN | IDU
#N/A | 40VU005C-7G-QEE | IDU | Four way cassette | Fan in-built part | 1998A8698289 |  | 2043982 | 1 | Other | IDU
#N/A | 40VU005C-7G-QEE | IDU | Four way cassette | flange nut M6 | 19989349664 |  | 2043969 | 3 | others | IDU
#N/A | 40VU005C-7G-QEE | IDU | Four way cassette | evaporator assembly | 19849197973 |  | 2044548 | 1 | Coil | IDU
#N/A | 40VU005C-7G-QEE | IDU | Four way cassette | fixation nip | 19989846220 |  | 2044007 | 1 | Other | IDU
#N/A | 40VU005C-7G-QEE | IDU | Four way cassette | Drain pan | 19989748244 |  | 2044394 | 1 | Drain Pan | IDU
#N/A | 40VU005C-7G-QEE | IDU | Four way cassette | Wind ring | 19989748267 |  | 2044194 | 1 | Other | IDU
#N/A | 40VU005C-7G-QEE | IDU | Four way cassette | Fan capacitance | 19849599703 |  | 2044063 | 1 | PCB | IDU
#N/A | 40VU005C-7G-QEE | IDU | Four way cassette | PCB | 19848199886 |  | 2044471 | 1 | PCB | IDU
#N/A | 40VU005C-7G-QEE | IDU | Four way cassette | Electrical box assy. | 19989146729 |  | 2044182 | 1 | PCB | IDU
#N/A | 40VU005C-7G-QEE | IDU | Four way cassette | Electrical box cover | 1998A86988800 |  | 2044101 | 1 | Other | IDU
#N/A | 40VU005C-7G-QEE | IDU | Four way cassette | PMV | 19849297040 |  | 2044402 | 1 | Motor | IDU
#N/A | 40VU005C-7G-QEE | IDU | Four way cassette | liquid pipe temp. sensor | 19989548670 |  | 2045667 | 1 | SENSOR | IDU
#N/A | 40VU005C-7G-QEE | IDU | Four way cassette | Transformer | 19989548737E |  | 2044245 | 1 | Transformer | IDU
#N/A | 40VU005C-7G-QEE | IDU | Four way cassette | Terminal block | 1998A5999885 |  | 2044047 | 1 | Other | IDU
#N/A | 40VU005C-7G-QEE | IDU | Four way cassette | Fixed plate | 19989846219 |  | 2044075 | 1 | Other | IDU
#N/A | 40VU005C-7G-QEE | IDU | Four way cassette | gas pipe temp. sensor | 19849596516 |  | 2045668 | 1 | Sensor | IDU
#N/A | 40VU005C-7G-QEE | IDU | Four way cassette | Partition plate | 19989846217 |  | 2044027 | 1 | Other | IDU
#N/A | 40VU005C-7G-QEE | IDU | Four way cassette | Fan wire | 19989548412 |  | 2044104 | 1 | Other | IDU
#N/A | 40VU005C-7G-QEE | IDU | Four way cassette | Float switch | 19989548755 |  | 2044200 | 1 | Float Switch | IDU
#N/A | 40VU005C-7G-QEE | IDU | Four way cassette | Water pump | 19989547656 |  | 2044395 | 1 | Pump | IDU
#N/A | 40VU005C-7G-QEE | IDU | Four way cassette | water pump fixed plate | 19989846214 |  | 2044072 | 1 | Other | IDU
#N/A | 40VU005C-7G-QEE | IDU | Four way cassette | Float switch holder | 19989846215 |  | 2044046 | 1 | Other | IDU
#N/A | 40VU005C-7G-QEE | IDU | Four way cassette | water outlet pipe | 19989242216 |  | 2044084 | 1 | Other | IDU
#N/A | 40VU005C-7G-QEE | IDU | Four way cassette | Terminal block | 19989548764E |  | 2044082 | 1 | Other | IDU
#N/A | 40VU005C-7G-QEE | IDU | Four way cassette | Ambient temp. sensor | 19989548672 |  | 2045661 | 1 | Sensor | IDU
#N/A | 40VU005C-7G-QEE | IDU | Four way cassette | wiring clip | 1998A4254883 |  | 2044000 | 2 | Other | IDU
2513827 | 40VD018L-7E-QEE | IDU | Slim duct | cover 1 | 19849895407 |  | 2044213 | 1 | other | IDU
2513827 | 40VD018L-7E-QEE | IDU | Slim duct | Water tray assembly | 19849189890 |  | 2044356 | 1 | Drain Pan | IDU
2513827 | 40VD018L-7E-QEE | IDU | Slim duct | Evaporator assembly | 19849189532 |  | 2044570 | 1 | Coil | IDU
2513827 | 40VD018L-7E-QEE | IDU | Slim duct | left side plate | 19849895429 |  | 2044135 | 1 | other | IDU
2513827 | 40VD018L-7E-QEE | IDU | Slim duct | Clapboard | 19849895408 |  | 2044301 | 1 | other | IDU
2513827 | 40VD018L-7E-QEE | IDU | Slim duct | Ambient temp. Sensor | 19989548672 |  | 2045661 | 1 | Sensor | IDU
2513827 | 40VD018L-7E-QEE | IDU | Slim duct | filter | 19849798820 |  | 2044056 | 2 | filter/PCB | IDU
2513827 | 40VD018L-7E-QEE | IDU | Slim duct | Bottom plate assy. | 19849188551 |  | 2044515 | 1 | other | IDU
2513827 | 40VD018L-7E-QEE | IDU | Slim duct | motor | 19849598746A |  | 2044571 | 1 | motor | IDU
2513827 | 40VD018L-7E-QEE | IDU | Slim duct | up the volute | 19849798773 |  | 2044095 | 3 | other | IDU
2513827 | 40VD018L-7E-QEE | IDU | Slim duct | Under the volute | 19849798772 |  | 2044103 | 3 | other | IDU
2513827 | 40VD018L-7E-QEE | IDU | Slim duct | fan | 19849798774 |  | 2044160 | 3 | fan | IDU
2513827 | 40VD018L-7E-QEE | IDU | Slim duct | beam | 19849895347 |  | 2044140 | 1 | other | IDU
2513827 | 40VD018L-7E-QEE | IDU | Slim duct | cover 2 | 19849895406 |  | 2044296 | 1 | other | IDU
2513827 | 40VD018L-7E-QEE | IDU | Slim duct | Electrical box assy. | 19849177050AS |  | 2044568 | 1 | PCB | IDU
2513827 | 40VD018L-7E-QEE | IDU | Slim duct | PCB | 19848199755 |  | 2044554 | 1 | pcb | IDU
2513827 | 40VD018L-7E-QEE | IDU | Slim duct | Electrical box cover | 19849895417 |  | 2044091 | 1 | other | IDU
2513827 | 40VD018L-7E-QEE | IDU | Slim duct | pump | 19989549830 |  | 2044350 | 1 | pump | IDU
2513827 | 40VD018L-7E-QEE | IDU | Slim duct | float switch | 19989548501 |  | 2044188 | 1 | float switch | IDU
2513827 | 40VD018L-7E-QEE | IDU | Slim duct | EEV | 19849297818 |  | 2044465 | 1 | other | IDU
2513827 | 40VD018L-7E-QEE | IDU | Slim duct | right side plate | 19849895428 |  | 2044118 | 1 | other | IDU
2513827 | 40VD018L-7E-QEE | IDU | Slim duct | Pipe sensor (used for the unit produced before October.15th,2020) | 19989547900 |  | 2045662 | 1 | Sensor | IDU
2513827 | 40VD018L-7E-QEE | IDU | Slim duct | Pipe sensor (used for the unit produced from October.15th,2020) | 19849596516 |  | 2045668 | 1 | Sensor | IDU
2513827 | 40VD018L-7E-QEE | IDU | Slim duct | Coil temperature sensor | 19849597646 |  | 2045665 | 1 | sensor | IDU
2513825 | 40VD012L-7E-QEE | IDU | Slim duct | cover 1 | 19849895424 |  | 2044185 | 1 | other | IDU
2513825 | 40VD012L-7E-QEE | IDU | Slim duct | Water tray assembly | 19849189891 |  | 2044335 | 1 | Drain Pan | IDU
2513825 | 40VD012L-7E-QEE | IDU | Slim duct | Evaporator assembly | 19849169063 |  | 2044521 | 1 | Coil | IDU
2513825 | 40VD012L-7E-QEE | IDU | Slim duct | left side plate | 19849895429 |  | 2044135 | 1 | other | IDU
2513825 | 40VD012L-7E-QEE | IDU | Slim duct | Clapboard | 19849895427 |  | 2044270 | 1 | other | IDU
2513825 | 40VD012L-7E-QEE | IDU | Slim duct | Ambient temp. Sensor | 19989548672 |  | 2045661 | 1 | Sensor | IDU
2513825 | 40VD012L-7E-QEE | IDU | Slim duct | filter | 19849798824 |  | 2044040 | 1 | filter/PCB | IDU
2513825 | 40VD012L-7E-QEE | IDU | Slim duct | Bottom plate assy. | 19849894446 |  | 2044490 | 1 | other | IDU
2513825 | 40VD012L-7E-QEE | IDU | Slim duct | motor | 19849598749A |  | 2044572 | 1 | motor | IDU
2513825 | 40VD012L-7E-QEE | IDU | Slim duct | up the volute | 19849798773 |  | 2044095 | 2 | other | IDU
2513825 | 40VD012L-7E-QEE | IDU | Slim duct | Under the volute | 19849798772 |  | 2044103 | 2 | other | IDU
2513825 | 40VD012L-7E-QEE | IDU | Slim duct | fan | 19849798774 |  | 2044160 | 2 | fan | IDU
2513825 | 40VD012L-7E-QEE | IDU | Slim duct | beam | 19849895346 |  | 2044107 | 1 | other | IDU
2513825 | 40VD012L-7E-QEE | IDU | Slim duct | cover 2 | 19849895423 |  | 2044240 | 1 | other | IDU
2513825 | 40VD012L-7E-QEE | IDU | Slim duct | Electrical box assy. | 19849177050A |  | 2044569 | 1 | PCB | IDU
2513825 | 40VD012L-7E-QEE | IDU | Slim duct | PCB | 19848199755 |  | 2044554 | 1 | pcb | IDU
2513825 | 40VD012L-7E-QEE | IDU | Slim duct | Electrical box cover | 19849895417 |  | 2044091 | 1 | other | IDU
2513825 | 40VD012L-7E-QEE | IDU | Slim duct | pump | 19989549830 |  | 2044350 | 1 | pump | IDU
2513825 | 40VD012L-7E-QEE | IDU | Slim duct | float switch | 19989548501 |  | 2044188 | 1 | float switch | IDU
2513825 | 40VD012L-7E-QEE | IDU | Slim duct | EEV | 19849297818 |  | 2044465 | 1 | other | IDU
2513825 | 40VD012L-7E-QEE | IDU | Slim duct | right side plate | 19849895428 |  | 2044118 | 1 | other | IDU
2513825 | 40VD012L-7E-QEE | IDU | Slim duct | Pipe sensor (used for the unit produced before October.15th,2020) | 19989547900 |  | 2045662 | 1 | Sensor | IDU
2513825 | 40VD012L-7E-QEE | IDU | Slim duct | Pipe sensor (used for the unit produced from October.15th,2020) | 19849596516 |  | 2045668 | 1 | Sensor | IDU
2513825 | 40VD012L-7E-QEE | IDU | Slim duct | Coil temperature sensor | 19849597646 |  | 2045665 | 1 | Sensor | IDU
2513826 | 40VD016L-7E-QEE | IDU | Slim duct | cover 1 | 19849895424 |  | 2044185 | 1 | other | IDU
2513826 | 40VD016L-7E-QEE | IDU | Slim duct | Water tray assembly | 19849189891 |  | 2044335 | 1 | Drain Pan | IDU
2513826 | 40VD016L-7E-QEE | IDU | Slim duct | Evaporator assembly | 19849189537 |  | 2044553 | 1 | Coil | IDU
2513826 | 40VD016L-7E-QEE | IDU | Slim duct | left side plate | 19849895429 |  | 2044135 | 1 | other | IDU
2513826 | 40VD016L-7E-QEE | IDU | Slim duct | Clapboard | 19849895427 |  | 2044270 | 1 | other | IDU
2513826 | 40VD016L-7E-QEE | IDU | Slim duct | Ambient temp. Sensor | 19989548672 |  | 2045661 | 1 | Sensor | IDU
2513826 | 40VD016L-7E-QEE | IDU | Slim duct | filter | 19849798824 |  | 2044040 | 1 | filter/PCB | IDU
2513826 | 40VD016L-7E-QEE | IDU | Slim duct | Bottom plate assy. | 19849894446 |  | 2044490 | 1 | other | IDU
2513826 | 40VD016L-7E-QEE | IDU | Slim duct | motor | 19849598749A |  | 2044572 | 1 | motor | IDU
2513826 | 40VD016L-7E-QEE | IDU | Slim duct | up the volute | 19849798773 |  | 2044095 | 2 | other | IDU
2513826 | 40VD016L-7E-QEE | IDU | Slim duct | Under the volute | 19849798772 |  | 2044103 | 2 | other | IDU
2513826 | 40VD016L-7E-QEE | IDU | Slim duct | fan | 19849798774 |  | 2044160 | 2 | fan | IDU
2513826 | 40VD016L-7E-QEE | IDU | Slim duct | beam | 19849895346 |  | 2044107 | 1 | other | IDU
2513826 | 40VD016L-7E-QEE | IDU | Slim duct | cover 2 | 19849895423 |  | 2044240 | 1 | other | IDU
2513826 | 40VD016L-7E-QEE | IDU | Slim duct | Electrical box assy. | 19849177050AS |  | 2044568 | 1 | PCB | IDU
2513826 | 40VD016L-7E-QEE | IDU | Slim duct | PCB | 19848199755 |  | 2044554 | 1 | pcb | IDU
2513826 | 40VD016L-7E-QEE | IDU | Slim duct | Electrical box cover | 19849895417 |  | 2044091 | 1 | other | IDU
2513826 | 40VD016L-7E-QEE | IDU | Slim duct | pump | 19989549830 |  | 2044350 | 1 | pump | IDU
2513826 | 40VD016L-7E-QEE | IDU | Slim duct | float switch | 19989548501 |  | 2044188 | 1 | float switch | IDU
2513826 | 40VD016L-7E-QEE | IDU | Slim duct | EEV | 19849297818 |  | 2044465 | 1 | other | IDU
2513826 | 40VD016L-7E-QEE | IDU | Slim duct | right side plate | 19849895428 |  | 2044118 | 1 | other | IDU
2513826 | 40VD016L-7E-QEE | IDU | Slim duct | Pipe sensor (used for the unit produced before October.15th,2020) | 19989547900 |  | 2045662 | 1 | Sensor | IDU
2513826 | 40VD016L-7E-QEE | IDU | Slim duct | Pipe sensor (used for the unit produced from October.15th,2020) | 19849596516 |  | 2045668 | 1 | Sensor | IDU
2513826 | 40VD016L-7E-QEE | IDU | Slim duct | Coil temperature sensor | 19849597646 |  | 2045665 | 1 | sensor | IDU
#N/A | 40VD005L-7E-QEE | IDU | Slim duct | cover 1 | 19849895424 |  | 2044185 | 1 | other | IDU
#N/A | 40VD005L-7E-QEE | IDU | Slim duct | Water tray assembly | 19849189891 |  | 2044335 | 1 | Drain Pan | IDU
#N/A | 40VD005L-7E-QEE | IDU | Slim duct | Evaporator assembly | 19849169063 |  | 2044521 | 1 | Coil | IDU
#N/A | 40VD005L-7E-QEE | IDU | Slim duct | left side plate | 19849895429 |  | 2044135 | 1 | other | IDU
#N/A | 40VD005L-7E-QEE | IDU | Slim duct | Clapboard | 19849895427 |  | 2044270 | 1 | other | IDU
#N/A | 40VD005L-7E-QEE | IDU | Slim duct | Ambient temp. Sensor | 19989548672 |  | 2045661 | 1 | Sensor | IDU
#N/A | 40VD005L-7E-QEE | IDU | Slim duct | filter | 19849798824 |  | 2044040 | 1 | filter/PCB | IDU
#N/A | 40VD005L-7E-QEE | IDU | Slim duct | Bottom plate assy. | 19849894446 |  | 2044490 | 1 | other | IDU
#N/A | 40VD005L-7E-QEE | IDU | Slim duct | motor | 19849598749A |  | 2044572 | 1 | motor | IDU
#N/A | 40VD005L-7E-QEE | IDU | Slim duct | up the volute | 19849798773 |  | 2044095 | 2 | other | IDU
#N/A | 40VD005L-7E-QEE | IDU | Slim duct | Under the volute | 19849798772 |  | 2044103 | 2 | other | IDU
#N/A | 40VD005L-7E-QEE | IDU | Slim duct | fan | 19849798774 |  | 2044160 | 2 | fan | IDU
#N/A | 40VD005L-7E-QEE | IDU | Slim duct | beam | 19849895346 |  | 2044107 | 1 | other | IDU
#N/A | 40VD005L-7E-QEE | IDU | Slim duct | cover 2 | 19849895423 |  | 2044240 | 1 | other | IDU
#N/A | 40VD005L-7E-QEE | IDU | Slim duct | Electrical box assy. | 19849177050A |  | 2044569 | 1 | PCB | IDU
#N/A | 40VD005L-7E-QEE | IDU | Slim duct | PCB | 19848199755 |  | 2044554 | 1 | pcb | IDU
#N/A | 40VD005L-7E-QEE | IDU | Slim duct | Electrical box cover | 19849895417 |  | 2044091 | 1 | other | IDU
#N/A | 40VD005L-7E-QEE | IDU | Slim duct | pump | 19989549830 |  | 2044350 | 1 | pump | IDU
#N/A | 40VD005L-7E-QEE | IDU | Slim duct | float switch | 19989548501 |  | 2044188 | 1 | float switch | IDU
#N/A | 40VD005L-7E-QEE | IDU | Slim duct | EEV | 19849297819 |  | 2044466 | 1 | others | IDU
#N/A | 40VD005L-7E-QEE | IDU | Slim duct | right side plate | 19849895428 |  | 2044118 | 1 | other | IDU
#N/A | 40VD005L-7E-QEE | IDU | Slim duct | Pipe sensor (used for the unit produced before October.15th,2020) | 19989547900 |  | 2045662 | 1 | Sensor | IDU
#N/A | 40VD005L-7E-QEE | IDU | Slim duct | Pipe sensor (used for the unit produced from October.15th,2020) | 19849596516 |  | 2045668 | 1 | Sensor | IDU
#N/A | 40VD005L-7E-QEE | IDU | Slim duct | Coil temperature sensor | 19849597646 |  | 2045665 | 1 | Sensor | IDU
2513828 | 40VD024L-7E-QEE | IDU | Slim duct | cover 1 | 19849895407 |  | 2044213 | 1 | other | IDU
2513828 | 40VD024L-7E-QEE | IDU | Slim duct | Water tray assembly | 19849189890 |  | 2044356 | 1 | Drain Pan | IDU
2513828 | 40VD024L-7E-QEE | IDU | Slim duct | Evaporator assembly | 19849189527 |  | 2044590 | 1 | Coil | IDU
2513828 | 40VD024L-7E-QEE | IDU | Slim duct | left side plate | 19849895429 |  | 2044135 | 1 | other | IDU
2513828 | 40VD024L-7E-QEE | IDU | Slim duct | Clapboard | 19849895408 |  | 2044301 | 1 | other | IDU
2513828 | 40VD024L-7E-QEE | IDU | Slim duct | Ambient temp. Sensor | 19989548672 |  | 2045661 | 1 | Sensor | IDU
2513828 | 40VD024L-7E-QEE | IDU | Slim duct | filter | 19849798820 |  | 2044056 | 2 | filter/PCB | IDU
2513828 | 40VD024L-7E-QEE | IDU | Slim duct | Bottom plate assy. | 19849188551 |  | 2044515 | 1 | other | IDU
2513828 | 40VD024L-7E-QEE | IDU | Slim duct | motor | 19849598746A |  | 2044571 | 1 | motor | IDU
2513828 | 40VD024L-7E-QEE | IDU | Slim duct | up the volute | 19849798773 |  | 2044095 | 3 | other | IDU
2513828 | 40VD024L-7E-QEE | IDU | Slim duct | Under the volute | 19849798772 |  | 2044103 | 3 | other | IDU
2513828 | 40VD024L-7E-QEE | IDU | Slim duct | fan | 19849798774 |  | 2044160 | 3 | fan | IDU
2513828 | 40VD024L-7E-QEE | IDU | Slim duct | beam | 19849895347 |  | 2044140 | 1 | other | IDU
2513828 | 40VD024L-7E-QEE | IDU | Slim duct | cover 2 | 19849895406 |  | 2044296 | 1 | other | IDU
2513828 | 40VD024L-7E-QEE | IDU | Slim duct | Electrical box assy. | 19849177050AS |  | 2044568 | 1 | PCB | IDU
2513828 | 40VD024L-7E-QEE | IDU | Slim duct | PCB | 19848199755 |  | 2044554 | 1 | pcb | IDU
2513828 | 40VD024L-7E-QEE | IDU | Slim duct | Electrical box cover | 19849895417 |  | 2044091 | 1 | other | IDU
2513828 | 40VD024L-7E-QEE | IDU | Slim duct | pump | 19989549830 |  | 2044350 | 1 | pump | IDU
2513828 | 40VD024L-7E-QEE | IDU | Slim duct | float switch | 19989548501 |  | 2044188 | 1 | float switch | IDU
2513828 | 40VD024L-7E-QEE | IDU | Slim duct | EEV | 19849297817 |  | 2044469 | 1 | EEV | IDU
2513828 | 40VD024L-7E-QEE | IDU | Slim duct | right side plate | 19849895428 |  | 2044118 | 1 | other | IDU
2513828 | 40VD024L-7E-QEE | IDU | Slim duct | Pipe sensor (used for the unit produced before October.15th,2020) | 19989547900 |  | 2045662 | 1 | Sensor | IDU
2513828 | 40VD024L-7E-QEE | IDU | Slim duct | Pipe sensor (used for the unit produced from October.15th,2020) | 19849596516 |  | 2045668 | 1 | Sensor | IDU
2513828 | 40VD024L-7E-QEE | IDU | Slim duct | Coil temperature sensor | 19849597646 |  | 2045665 | 1 | sensor | IDU
#N/A | 40VD007L-7E-QEE | IDU | Slim duct | cover 1 | 19849895424 |  | 2044185 | 1 | other | IDU
#N/A | 40VD007L-7E-QEE | IDU | Slim duct | Water tray assembly | 19849189891 |  | 2044335 | 1 | Drain Pan | IDU
#N/A | 40VD007L-7E-QEE | IDU | Slim duct | Evaporator assembly | 19849169063 |  | 2044521 | 1 | Coil | IDU
#N/A | 40VD007L-7E-QEE | IDU | Slim duct | left side plate | 19849895429 |  | 2044135 | 1 | other | IDU
#N/A | 40VD007L-7E-QEE | IDU | Slim duct | Clapboard | 19849895427 |  | 2044270 | 1 | other | IDU
#N/A | 40VD007L-7E-QEE | IDU | Slim duct | Ambient temp. Sensor | 19989548672 |  | 2045661 | 1 | Sensor | IDU
#N/A | 40VD007L-7E-QEE | IDU | Slim duct | filter | 19849798824 |  | 2044040 | 1 | filter/PCB | IDU
#N/A | 40VD007L-7E-QEE | IDU | Slim duct | Bottom plate assy. | 19849894446 |  | 2044490 | 1 | other | IDU
#N/A | 40VD007L-7E-QEE | IDU | Slim duct | motor | 19849598749A |  | 2044572 | 1 | motor | IDU
#N/A | 40VD007L-7E-QEE | IDU | Slim duct | up the volute | 19849798773 |  | 2044095 | 2 | other | IDU
#N/A | 40VD007L-7E-QEE | IDU | Slim duct | Under the volute | 19849798772 |  | 2044103 | 2 | other | IDU
#N/A | 40VD007L-7E-QEE | IDU | Slim duct | fan | 19849798774 |  | 2044160 | 2 | fan | IDU
#N/A | 40VD007L-7E-QEE | IDU | Slim duct | beam | 19849895346 |  | 2044107 | 1 | other | IDU
#N/A | 40VD007L-7E-QEE | IDU | Slim duct | cover 2 | 19849895423 |  | 2044240 | 1 | other | IDU
#N/A | 40VD007L-7E-QEE | IDU | Slim duct | Electrical box assy. | 19849177050A |  | 2044569 | 1 | PCB | IDU
#N/A | 40VD007L-7E-QEE | IDU | Slim duct | PCB | 19848199755 |  | 2044554 | 1 | pcb | IDU
#N/A | 40VD007L-7E-QEE | IDU | Slim duct | Electrical box cover | 19849895417 |  | 2044091 | 1 | other | IDU
#N/A | 40VD007L-7E-QEE | IDU | Slim duct | pump | 19989549830 |  | 2044350 | 1 | pump | IDU
#N/A | 40VD007L-7E-QEE | IDU | Slim duct | float switch | 19989548501 |  | 2044188 | 1 | float switch | IDU
#N/A | 40VD007L-7E-QEE | IDU | Slim duct | EEV (used for the unit produced before Jun.4th,2016) | 19849297819 |  | 2044466 | 1 | others | IDU
#N/A | 40VD007L-7E-QEE | IDU | Slim duct | EEV (used for the unit produced from Jun.4th,2016) | 19849297818 |  | 2044465 | 1 | other | IDU
#N/A | 40VD007L-7E-QEE | IDU | Slim duct | right side plate | 19849895428 |  | 2044118 | 1 | other | IDU
#N/A | 40VD007L-7E-QEE | IDU | Slim duct | Pipe sensor (used for the unit produced before October.15th,2020) | 19989547900 |  | 2045662 | 1 | Sensor | IDU
#N/A | 40VD007L-7E-QEE | IDU | Slim duct | Pipe sensor (used for the unit produced from October.15th,2020) | 19849596516 |  | 2045668 | 1 | Sensor | IDU
#N/A | 40VD007L-7E-QEE | IDU | Slim duct | Coil temperature sensor | 19849597646 |  | 2045665 | 1 | Sensor | IDU
#N/A | 40VK012S-7S-QEE | IDU | Slim duct | Panel | 19989787302F |  | 2044489 | 1 | others | IDU
#N/A | 40VK012S-7S-QEE | IDU | Slim duct | Air filter 1 | 19989791613 |  | 2044061 | 2 | filter | IDU
#N/A | 40VK012S-7S-QEE | IDU | Slim duct | Bolt cover | 19989791761 |  | 2043962 | 3 | others | IDU
#N/A | 40VK012S-7S-QEE | IDU | Slim duct | Casing | 19989121037 |  | 2044314 | 1 | others | IDU
#N/A | 40VK012S-7S-QEE | IDU | Slim duct | Right panel cushion | 19989791718 |  | 2043983 | 1 | others | IDU
#N/A | 40VK012S-7S-QEE | IDU | Slim duct | Evaporator assy. | 19849171777 |  | 2044562 | 1 | Coil | IDU
#N/A | 40VK012S-7S-QEE | IDU | Slim duct | Blade | 19989129996 |  | 2044178 | 1 | Fan/Louver | IDU
#N/A | 40VK012S-7S-QEE | IDU | Slim duct | Cross flow fan | 19989793200A |  | 2044170 | 1 | Blower | IDU
#N/A | 40VK012S-7S-QEE | IDU | Slim duct | Bearing | 19989135765 |  | 2044020 | 1 | others | IDU
#N/A | 40VK012S-7S-QEE | IDU | Slim duct | Frame assy | 19989123574 |  | 2044340 | 1 | others | IDU
#N/A | 40VK012S-7S-QEE | IDU | Slim duct | Mounting plate | 19989896928A |  | 2044051 | 1 | others | IDU
#N/A | 40VK012S-7S-QEE | IDU | Slim duct | Shaft jacket | 19989792372 |  | 2043963 | 1 | others | IDU
#N/A | 40VK012S-7S-QEE | IDU | Slim duct | Piping clip | 19989791763 |  | 2043994 | 1 | others | IDU
#N/A | 40VK012S-7S-QEE | IDU | Slim duct | Protect board of electric box | 19989897315 |  | 2044085 | 1 | others | IDU
#N/A | 40VK012S-7S-QEE | IDU | Slim duct | Stepper motor for blade | 19849597892 |  | 2044145 | 1 | Swing motor | IDU
#N/A | 40VK012S-7S-QEE | IDU | Slim duct | Stepper motor for swing board | 19989598128E |  | 2044132 | 1 | Swing motor | IDU
#N/A | 40VK012S-7S-QEE | IDU | Slim duct | Electrical box assy. | 19849170519 |  | 2044566 | 1 | PCB | IDU
#N/A | 40VK012S-7S-QEE | IDU | Slim duct | Indoor PCB | 19848199755B |  | 2044556 | 1 | PCB | IDU
#N/A | 40VK012S-7S-QEE | IDU | Slim duct | Terminal block | 19989598141 |  | 2044055 | 1 | others | IDU
#N/A | 40VK012S-7S-QEE | IDU | Slim duct | Motor cover | 19989788834 |  | 2044021 | 1 | others | IDU
#N/A | 40VK012S-7S-QEE | IDU | Slim duct | Indoor motor | 19989596682C |  | 2044451 | 1 | Motor | IDU
#N/A | 40VK012S-7S-QEE | IDU | Slim duct | Electric box cover | 19989791748 |  | 2043993 | 1 | others | IDU
#N/A | 40VK012S-7S-QEE | IDU | Slim duct | Protect board of electric box cover-1 | 19989897314 |  | 2044004 | 1 | others | IDU
#N/A | 40VK012S-7S-QEE | IDU | Slim duct | Electric box cover | 19989791747 |  | 2044022 | 1 | others | IDU
#N/A | 40VK012S-7S-QEE | IDU | Slim duct | Protect board of electric box cover-2 | 19989897313 |  | 2044012 | 1 | others | IDU
#N/A | 40VK012S-7S-QEE | IDU | Slim duct | Left panel cushion | 19989791717 |  | 2043981 | 1 | others | IDU
#N/A | 40VK012S-7S-QEE | IDU | Slim duct | Top cover assy | 19989122181 |  | 2044031 | 1 | others | IDU
#N/A | 40VK012S-7S-QEE | IDU | Slim duct | Display board box | 19989788291 |  | 2043974 | 1 | PCB | IDU
#N/A | 40VK012S-7S-QEE | IDU | Slim duct | Display board | 19988199501 |  | 2043985 | 1 | PCB | IDU
#N/A | 40VK012S-7S-QEE | IDU | Slim duct | Negative ion generator | 19989598474C |  | 2044222 | 1 | PCB | IDU
#N/A | 40VK012S-7S-QEE | IDU | Slim duct | Electronic expansion valve | 19849282568 |  | 2044524 | 1 | PMV Valve | IDU
#N/A | 40VK012S-7S-QEE | IDU | Slim duct | Gas pipe | 19989282721N |  | 2044272 | 1 | Sensor | IDU
#N/A | 40VK012S-7S-QEE | IDU | Slim duct | Ambient temp. sensor | 19849597648 |  | 2045663 | 1 | Sensor | IDU
#N/A | 40VK012S-7S-QEE | IDU | Slim duct | Gas pipe. sensor | 19849597647 |  | 2045664 | 1 | Sensor | IDU
#N/A | 40VK012S-7S-QEE | IDU | Slim duct | Liquid pipe. Sensor | 19849597646 |  | 2045665 | 1 | Sensor | IDU
#N/A | 40VK012S-7S-QEE | IDU | Slim duct | Bracket | 19989788831 |  | 2043970 | 1 | others | IDU
#N/A | 40VCI57FQEE | Controls | Slim duct | Infrared controller |  |  | #N/A | 1 | Remote | Controls
2513958 | 40VD018S-7G-QEE | IDU | standard static duct | Air filter | 19849797565 |  | 2044125 | 2 | filter | IDU
2513958 | 40VD018S-7G-QEE | IDU | standard static duct | Air inlet frame assy. | 19849169485 |  | 2044305 | 1 | other | IDU
2513958 | 40VD018S-7G-QEE | IDU | standard static duct | Rear cover plate | 19849169488 |  | 2044219 | 1 | other | IDU
2513958 | 40VD018S-7G-QEE | IDU | standard static duct | Fan and volute assy. | 19849797515 |  | 2044366 | 2 | Blower | IDU
2513958 | 40VD018S-7G-QEE | IDU | standard static duct | Clamp | 19849887506 |  | 2044087 | 1 | other | IDU
2513958 | 40VD018S-7G-QEE | IDU | standard static duct | Partition plate assy. | 19849169491 |  | 2044404 | 1 | other | IDU
2513958 | 40VD018S-7G-QEE | IDU | standard static duct | Bottom plate | 19849169504 |  | 2044546 | 1 | other | IDU
2513958 | 40VD018S-7G-QEE | IDU | standard static duct | Connection plate of tube plate | 19849887483 |  | 2044064 | 1 | other | IDU
2513958 | 40VD018S-7G-QEE | IDU | standard static duct | Drain pan | 19849476651 |  | 2044444 | 1 | Drain pan | IDU
2513958 | 40VD018S-7G-QEE | IDU | standard static duct | Front cover plate | 19849169482 |  | 2044379 | 1 | other | IDU
2513958 | 40VD018S-7G-QEE | IDU | standard static duct | Evaporator bottom support | 19849887461 |  | 2044161 | 1 | other | IDU
2513958 | 40VD018S-7G-QEE | IDU | standard static duct | Evaporator assy. | 19849162693 |  | 2044577 | 1 | Coil | IDU
2513958 | 40VD018S-7G-QEE | IDU | standard static duct | Gas pipe temp. sensor | 19849596516 |  | 2045668 | 1 | Sensor | IDU
2513958 | 40VD018S-7G-QEE | IDU | standard static duct | Electronic expansion valve | 19849297818 |  | 2044465 | 1 | other | IDU
2513958 | 40VD018S-7G-QEE | IDU | standard static duct | Liquid pipe temp. sensor | 19989548670 |  | 2045667 | 1 | SENSOR | IDU
2513958 | 40VD018S-7G-QEE | IDU | standard static duct | Evaporator fixing plate | 19849887460A |  | 2044148 | 1 | other | IDU
2513958 | 40VD018S-7G-QEE | IDU | standard static duct | Inlet and outlet coaming | 19849887465 |  | 2044076 | 1 | other | IDU
2513958 | 40VD018S-7G-QEE | IDU | standard static duct | Drain pump assy. | 19849161251 |  | 2044407 | 1 | pump | IDU
2513958 | 40VD018S-7G-QEE | IDU | standard static duct | Float switch | 19989548501 |  | 2044188 | 1 | float switch | IDU
2513958 | 40VD018S-7G-QEE | IDU | standard static duct | Drain pump | 19989549830A |  | 2044320 | 1 | pump | IDU
2513958 | 40VD018S-7G-QEE | IDU | standard static duct | Electric control box assy. | 19849153186 |  | 2044531 | 1 | PCB | IDU
2513958 | 40VD018S-7G-QEE | IDU | standard static duct | Transformer | 19989548737F |  | 2044197 | 1 | Transformer | IDU
2513958 | 40VD018S-7G-QEE | IDU | standard static duct | Terminal block | 19989548764E |  | 2044082 | 1 | Other | IDU
2513958 | 40VD018S-7G-QEE | IDU | standard static duct | PCB | 19848199838D |  | 2044462 | 1 | pcb | IDU
2513958 | 40VD018S-7G-QEE | IDU | standard static duct | PCB base | 19849797248 |  | 2044033 | 1 | PCB | IDU
2513958 | 40VD018S-7G-QEE | IDU | standard static duct | Terminal block | 1998A5999885 |  | 2044047 | 1 | Other | IDU
2513958 | 40VD018S-7G-QEE | IDU | standard static duct | Indoor ambient temp. sensor | 19849597648 |  | 2045663 | 1 | sensor | IDU
2513958 | 40VD018S-7G-QEE | IDU | standard static duct | Electric control box | 19849169500A |  | 2044206 | 1 | pcb | IDU
2513958 | 40VD018S-7G-QEE | IDU | standard static duct | Electric control box cover | 19849887499A |  | 2044092 | 1 | pcb | IDU
2513958 | 40VD018S-7G-QEE | IDU | standard static duct | AC motor | 19849598117A |  | 2044510 | 1 | motor | IDU
#N/A | 40VD016S-7G-QEE | IDU | standard static duct | Air filter | 19849797566 |  | 2044078 | 1 | filter | IDU
#N/A | 40VD016S-7G-QEE | IDU | standard static duct | Air inlet frame assy. | 19849169486 |  | 2044226 | 1 | others | IDU
#N/A | 40VD016S-7G-QEE | IDU | standard static duct | Rear cover plate | 19849169489 |  | 2044155 | 1 | others | IDU
#N/A | 40VD016S-7G-QEE | IDU | standard static duct | Fan and volute assy. | 19849797515 |  | 2044366 | 1 | Blower | IDU
#N/A | 40VD016S-7G-QEE | IDU | standard static duct | Partition plate assy. | 19849169492 |  | 2044367 | 1 | others | IDU
#N/A | 40VD016S-7G-QEE | IDU | standard static duct | Bottom plate | 19849169506 |  | 2044526 | 1 | others | IDU
#N/A | 40VD016S-7G-QEE | IDU | standard static duct | Connection plate of tube plate | 19849887483 |  | 2044064 | 1 | other | IDU
#N/A | 40VD016S-7G-QEE | IDU | standard static duct | Drain pan | 19849476652 |  | 2044375 | 1 | Drain pan | IDU
#N/A | 40VD016S-7G-QEE | IDU | standard static duct | Front cover plate | 19849169483 |  | 2044339 | 1 | others | IDU
#N/A | 40VD016S-7G-QEE | IDU | standard static duct | Evaporator fixing plate | 19849887460A |  | 2044148 | 1 | other | IDU
#N/A | 40VD016S-7G-QEE | IDU | standard static duct | Evaporator assy. | 19849162694 |  | 2044601 | 1 | Coil | IDU
#N/A | 40VD016S-7G-QEE | IDU | standard static duct | Gas pipe temp. sensor | 19849596516 |  | 2045668 | 1 | Sensor | IDU
#N/A | 40VD016S-7G-QEE | IDU | standard static duct | Electronic expansion valve | 19849297818 |  | 2044465 | 1 | other | IDU
#N/A | 40VD016S-7G-QEE | IDU | standard static duct | Liquid pipe temp. sensor | 19989548670 |  | 2045667 | 1 | SENSOR | IDU
#N/A | 40VD016S-7G-QEE | IDU | standard static duct | Evaporator bottom support | 19849887461 |  | 2044161 | 1 | other | IDU
#N/A | 40VD016S-7G-QEE | IDU | standard static duct | Inlet and outlet coaming | 19849887465 |  | 2044076 | 1 | other | IDU
#N/A | 40VD016S-7G-QEE | IDU | standard static duct | Drain pump assy. | 19849161251 |  | 2044407 | 1 | pump | IDU
#N/A | 40VD016S-7G-QEE | IDU | standard static duct | Float switch | 19989548501 |  | 2044188 | 1 | float switch | IDU
#N/A | 40VD016S-7G-QEE | IDU | standard static duct | Drain pump | 19989549830A |  | 2044320 | 1 | pump | IDU
#N/A | 40VD016S-7G-QEE | IDU | standard static duct | Electric control box assy. | 19849153186 |  | 2044531 | 1 | PCB | IDU
#N/A | 40VD016S-7G-QEE | IDU | standard static duct | Terminal block | 19989548764E |  | 2044082 | 1 | Other | IDU
#N/A | 40VD016S-7G-QEE | IDU | standard static duct | Transformer | 19989548737F |  | 2044197 | 1 | Transformer | IDU
#N/A | 40VD016S-7G-QEE | IDU | standard static duct | PCB | 19848199838D |  | 2044462 | 1 | pcb | IDU
#N/A | 40VD016S-7G-QEE | IDU | standard static duct | PCB base | 19849797248 |  | 2044033 | 1 | PCB | IDU
#N/A | 40VD016S-7G-QEE | IDU | standard static duct | Terminal block | 1998A5999885 |  | 2044047 | 1 | Other | IDU
#N/A | 40VD016S-7G-QEE | IDU | standard static duct | Indoor ambient temp. sensor | 19849597648 |  | 2045663 | 1 | Sensor | IDU
#N/A | 40VD016S-7G-QEE | IDU | standard static duct | Electric control box | 19849169500A |  | 2044206 | 1 | pcb | IDU
#N/A | 40VD016S-7G-QEE | IDU | standard static duct | Electric control box cover | 19849887499A |  | 2044092 | 1 | pcb | IDU
#N/A | 40VD016S-7G-QEE | IDU | standard static duct | Clamp | 19849887506 |  | 2044087 | 1 | other | IDU
#N/A | 40VD016S-7G-QEE | IDU | standard static duct | AC motor | 19849598118A |  | 2044508 | 1 | Motor | IDU
#N/A | 40VD005S-7G-QEE | IDU | standard static duct | Air filter | 19849797566 |  | 2044078 | 1 | filter | IDU
#N/A | 40VD005S-7G-QEE | IDU | standard static duct | Air inlet frame assy. | 19849169486 |  | 2044226 | 1 | others | IDU
#N/A | 40VD005S-7G-QEE | IDU | standard static duct | Rear cover plate | 19849169489 |  | 2044155 | 1 | others | IDU
#N/A | 40VD005S-7G-QEE | IDU | standard static duct | Fan and volute assy. | 19849797515 |  | 2044366 | 1 | Blower | IDU
#N/A | 40VD005S-7G-QEE | IDU | standard static duct | Partition plate assy. | 19849169492 |  | 2044367 | 1 | others | IDU
#N/A | 40VD005S-7G-QEE | IDU | standard static duct | Bottom plate | 19849169506 |  | 2044526 | 1 | others | IDU
#N/A | 40VD005S-7G-QEE | IDU | standard static duct | Connection plate of tube plate | 19849887483 |  | 2044064 | 1 | other | IDU
#N/A | 40VD005S-7G-QEE | IDU | standard static duct | Drain pan | 19849476652 |  | 2044375 | 1 | Drain pan | IDU
#N/A | 40VD005S-7G-QEE | IDU | standard static duct | Front cover plate | 19849169483 |  | 2044339 | 1 | others | IDU
#N/A | 40VD005S-7G-QEE | IDU | standard static duct | Evaporator fixing plate | 19849887460A |  | 2044148 | 1 | other | IDU
#N/A | 40VD005S-7G-QEE | IDU | standard static duct | Evaporator assy. | 19849158008 |  | 2044585 | 1 | Coil | IDU
#N/A | 40VD005S-7G-QEE | IDU | standard static duct | Gas pipe temp. sensor | 19849596516 |  | 2045668 | 1 | Sensor | IDU
#N/A | 40VD005S-7G-QEE | IDU | standard static duct | Electronic expansion valve | 19849297818 |  | 2044465 | 1 | other | IDU
#N/A | 40VD005S-7G-QEE | IDU | standard static duct | Liquid pipe temp. sensor | 19989548670 |  | 2045667 | 1 | SENSOR | IDU
#N/A | 40VD005S-7G-QEE | IDU | standard static duct | Evaporator bottom support | 19849887461 |  | 2044161 | 1 | other | IDU
#N/A | 40VD005S-7G-QEE | IDU | standard static duct | Inlet and outlet coaming | 19849887465 |  | 2044076 | 1 | other | IDU
#N/A | 40VD005S-7G-QEE | IDU | standard static duct | Drain pump assy. | 19849161251 |  | 2044407 | 1 | pump | IDU
#N/A | 40VD005S-7G-QEE | IDU | standard static duct | Float switch | 19989548501 |  | 2044188 | 1 | float switch | IDU
#N/A | 40VD005S-7G-QEE | IDU | standard static duct | Drain pump | 19989549830A |  | 2044320 | 1 | pump | IDU
#N/A | 40VD005S-7G-QEE | IDU | standard static duct | Electric control box assy. | 19849153186 |  | 2044531 | 1 | PCB | IDU
#N/A | 40VD005S-7G-QEE | IDU | standard static duct | Terminal block | 19989548764E |  | 2044082 | 1 | Other | IDU
#N/A | 40VD005S-7G-QEE | IDU | standard static duct | Transformer | 19989548737F |  | 2044197 | 1 | Transformer | IDU
#N/A | 40VD005S-7G-QEE | IDU | standard static duct | PCB | 19848199838D |  | 2044462 | 1 | pcb | IDU
#N/A | 40VD005S-7G-QEE | IDU | standard static duct | PCB base | 19849797248 |  | 2044033 | 1 | PCB | IDU
#N/A | 40VD005S-7G-QEE | IDU | standard static duct | Terminal block | 1998A5999885 |  | 2044047 | 1 | Other | IDU
#N/A | 40VD005S-7G-QEE | IDU | standard static duct | Indoor ambient temp. sensor | 19849597648 |  | 2045663 | 1 | Sensor | IDU
#N/A | 40VD005S-7G-QEE | IDU | standard static duct | Electric control box | 19849169500A |  | 2044206 | 1 | pcb | IDU
#N/A | 40VD005S-7G-QEE | IDU | standard static duct | Electric control box cover | 19849887499A |  | 2044092 | 1 | pcb | IDU
#N/A | 40VD005S-7G-QEE | IDU | standard static duct | Clamp | 19849887506 |  | 2044087 | 1 | other | IDU
#N/A | 40VD005S-7G-QEE | IDU | standard static duct | AC motor | 19849598119A |  | 2044495 | 1 | Motor | IDU
#N/A | 40VD012S-7G-QEE | IDU | standard static duct | Air filter | 19849797566 |  | 2044078 | 1 | filter | IDU
#N/A | 40VD012S-7G-QEE | IDU | standard static duct | Air inlet frame assy. | 19849169486 |  | 2044226 | 1 | others | IDU
#N/A | 40VD012S-7G-QEE | IDU | standard static duct | Rear cover plate | 19849169489 |  | 2044155 | 1 | others | IDU
#N/A | 40VD012S-7G-QEE | IDU | standard static duct | Fan and volute assy. | 19849797515 |  | 2044366 | 1 | Blower | IDU
#N/A | 40VD012S-7G-QEE | IDU | standard static duct | Partition plate assy. | 19849169492 |  | 2044367 | 1 | others | IDU
#N/A | 40VD012S-7G-QEE | IDU | standard static duct | Bottom plate | 19849169506 |  | 2044526 | 1 | others | IDU
#N/A | 40VD012S-7G-QEE | IDU | standard static duct | Connection plate of tube plate | 19849887483 |  | 2044064 | 1 | other | IDU
#N/A | 40VD012S-7G-QEE | IDU | standard static duct | Drain pan | 19849476652 |  | 2044375 | 1 | Drain pan | IDU
#N/A | 40VD012S-7G-QEE | IDU | standard static duct | Front cover plate | 19849169483 |  | 2044339 | 1 | others | IDU
#N/A | 40VD012S-7G-QEE | IDU | standard static duct | Evaporator fixing plate | 19849887460A |  | 2044148 | 1 | other | IDU
#N/A | 40VD012S-7G-QEE | IDU | standard static duct | Evaporator assy. | 19849162698 |  | 2044586 | 1 | Coil | IDU
#N/A | 40VD012S-7G-QEE | IDU | standard static duct | Gas pipe temp. sensor | 19849596516 |  | 2045668 | 1 | Sensor | IDU
#N/A | 40VD012S-7G-QEE | IDU | standard static duct | Electronic expansion valve | 19849297818 |  | 2044465 | 1 | other | IDU
#N/A | 40VD012S-7G-QEE | IDU | standard static duct | Liquid pipe temp. sensor | 19989548670 |  | 2045667 | 1 | SENSOR | IDU
#N/A | 40VD012S-7G-QEE | IDU | standard static duct | Evaporator bottom support | 19849887461 |  | 2044161 | 1 | other | IDU
#N/A | 40VD012S-7G-QEE | IDU | standard static duct | Inlet and outlet coaming | 19849887465 |  | 2044076 | 1 | other | IDU
#N/A | 40VD012S-7G-QEE | IDU | standard static duct | Drain pump assy. | 19849161251 |  | 2044407 | 1 | pump | IDU
#N/A | 40VD012S-7G-QEE | IDU | standard static duct | Float switch | 19989548501 |  | 2044188 | 1 | float switch | IDU
#N/A | 40VD012S-7G-QEE | IDU | standard static duct | Drain pump | 19989549830A |  | 2044320 | 1 | pump | IDU
#N/A | 40VD012S-7G-QEE | IDU | standard static duct | Electric control box assy. | 19849153186 |  | 2044531 | 1 | PCB | IDU
#N/A | 40VD012S-7G-QEE | IDU | standard static duct | Terminal block | 19989548764E |  | 2044082 | 1 | Other | IDU
#N/A | 40VD012S-7G-QEE | IDU | standard static duct | Transformer | 19989548737F |  | 2044197 | 1 | Transformer | IDU
#N/A | 40VD012S-7G-QEE | IDU | standard static duct | PCB | 19848199838D |  | 2044462 | 1 | pcb | IDU
#N/A | 40VD012S-7G-QEE | IDU | standard static duct | PCB base | 19849797248 |  | 2044033 | 1 | PCB | IDU
#N/A | 40VD012S-7G-QEE | IDU | standard static duct | Terminal block | 1998A5999885 |  | 2044047 | 1 | Other | IDU
#N/A | 40VD012S-7G-QEE | IDU | standard static duct | Indoor ambient temp. sensor | 19849597648 |  | 2045663 | 1 | Sensor | IDU
#N/A | 40VD012S-7G-QEE | IDU | standard static duct | Electric control box | 19849169500A |  | 2044206 | 1 | pcb | IDU
#N/A | 40VD012S-7G-QEE | IDU | standard static duct | Electric control box cover | 19849887499A |  | 2044092 | 1 | pcb | IDU
#N/A | 40VD012S-7G-QEE | IDU | standard static duct | Clamp | 19849887506 |  | 2044087 | 1 | other | IDU
#N/A | 40VD012S-7G-QEE | IDU | standard static duct | AC motor | 19849598119A |  | 2044495 | 1 | Motor | IDU
#N/A | 40VD048S-7G-QEE | IDU | standard static duct | Front cover plate | 19849169481 |  | 2044445 | 1 | other | IDU
#N/A | 40VD048S-7G-QEE | IDU | standard static duct | Drain pan assy. | 19849476650 |  | 2044478 | 1 | Drain pan | IDU
#N/A | 40VD048S-7G-QEE | IDU | standard static duct | Filxing plate for evaporator | 19849887460 |  | 2044355 | 1 | other | IDU
#N/A | 40VD048S-7G-QEE | IDU | standard static duct | Tube plate | 19849887483 |  | 2044064 | 1 | other | IDU
#N/A | 40VD048S-7G-QEE | IDU | standard static duct | Evaporator assy. | 19849166933 |  | 2044611 | 1 | Coil | IDU
#N/A | 40VD048S-7G-QEE | IDU | standard static duct | Gas pipe sensor | 19989547900 |  | 2045662 | 1 | Sensor | IDU
#N/A | 40VD048S-7G-QEE | IDU | standard static duct | Liquid pipe sensor | 19989548670 |  | 2045667 | 1 | SENSOR | IDU
#N/A | 40VD048S-7G-QEE | IDU | standard static duct | Evaporator support plate | 19849887461 |  | 2044161 | 1 | other | IDU
#N/A | 40VD048S-7G-QEE | IDU | standard static duct | Partion plate | 19849169407 |  | 2044456 | 1 | Other | IDU
#N/A | 40VD048S-7G-QEE | IDU | standard static duct | Coaming plate | 19849887465 |  | 2044076 | 1 | other | IDU
#N/A | 40VD048S-7G-QEE | IDU | standard static duct | Float switch | 19989548501 |  | 2044188 | 1 | float switch | IDU
#N/A | 40VD048S-7G-QEE | IDU | standard static duct | Water pump | 19989549830A |  | 2044320 | 1 | pump | IDU
#N/A | 40VD048S-7G-QEE | IDU | standard static duct | Water pump assy. | 19849161251 |  | 2044407 | 1 | pump | IDU
#N/A | 40VD048S-7G-QEE | IDU | standard static duct | Bottom plate | 19849169507 |  | 2044563 | 1 | Other | IDU
#N/A | 40VD048S-7G-QEE | IDU | standard static duct | Bracket | 19849887506 |  | 2044087 | 1 | other | IDU
#N/A | 40VD048S-7G-QEE | IDU | standard static duct | Bearing bracket | 19849797554 |  | 2044156 | 1 | Other | IDU
#N/A | 40VD048S-7G-QEE | IDU | standard static duct | Motor | 19849597492 |  | 2044484 | 1 | Motor | IDU
#N/A | 40VD048S-7G-QEE | IDU | standard static duct | Fan and case assy. | 19849797515 |  | 2044366 | 3 | Blower | IDU
#N/A | 40VD048S-7G-QEE | IDU | standard static duct | Back cover plate | 19849169487 |  | 2044280 | 1 | Other | IDU
#N/A | 40VD048S-7G-QEE | IDU | standard static duct | Air inlet frame | 19849169484 |  | 2044377 | 1 | Other | IDU
#N/A | 40VD048S-7G-QEE | IDU | standard static duct | Support plate | 19849887484 |  | 2043989 | 1 | Other | IDU
#N/A | 40VD048S-7G-QEE | IDU | standard static duct | Filter | 19849797564 |  | 2044151 | 2 | Filter/PCB | IDU
#N/A | 40VD048S-7G-QEE | IDU | standard static duct | Electrical box assy. | 19849161247 |  | 2044550 | 1 | PCB | IDU
#N/A | 40VD048S-7G-QEE | IDU | standard static duct | Ambient temperature sensor | 19849597648 |  | 2045663 | 1 | Sensor | IDU
#N/A | 40VD048S-7G-QEE | IDU | standard static duct | Electrical box cover | 19849887499A |  | 2044092 | 1 | pcb | IDU
#N/A | 40VD048S-7G-QEE | IDU | standard static duct | Terminal block | 1998A5999885 |  | 2044047 | 1 | Other | IDU
#N/A | 40VD048S-7G-QEE | IDU | standard static duct | Transformer | 19989548737E |  | 2044245 | 1 | Transformer | IDU
#N/A | 40VD048S-7G-QEE | IDU | standard static duct | Terminal block | 19989548764E |  | 2044082 | 1 | Other | IDU
#N/A | 40VD048S-7G-QEE | IDU | standard static duct | PCB base | 19849797248 |  | 2044033 | 1 | PCB | IDU
#N/A | 40VD048S-7G-QEE | IDU | standard static duct | Fan capacitor | 19989547219 |  | 2044179 | 1 | PCB | IDU
#N/A | 40VD048S-7G-QEE | IDU | standard static duct | Fan control board | 19848199564 |  | 2044195 | 1 | PCB | IDU
#N/A | 40VD048S-7G-QEE | IDU | standard static duct | PCB | 19848199838G |  | 2044498 | 1 | PCB | IDU
#N/A | 40VD038S-7G-QEE | IDU | standard static duct | Front cover plate | 19849169481 |  | 2044445 | 1 | other | IDU
#N/A | 40VD038S-7G-QEE | IDU | standard static duct | Drain pan assy. | 19849476650 |  | 2044478 | 1 | Drain pan | IDU
#N/A | 40VD038S-7G-QEE | IDU | standard static duct | Filxing plate for evaporator | 19849887460A |  | 2044148 | 1 | other | IDU
#N/A | 40VD038S-7G-QEE | IDU | standard static duct | Tube plate | 19849887483 |  | 2044064 | 1 | other | IDU
#N/A | 40VD038S-7G-QEE | IDU | standard static duct | Evaporator assy. | 19849166934 |  | 2044607 | 1 | Coil | IDU
#N/A | 40VD038S-7G-QEE | IDU | standard static duct | Gas pipe sensor | 19849596516 |  | 2045668 | 1 | Sensor | IDU
#N/A | 40VD038S-7G-QEE | IDU | standard static duct | Liquid pipe sensor | 19989548670 |  | 2045667 | 1 | SENSOR | IDU
#N/A | 40VD038S-7G-QEE | IDU | standard static duct | Evaporator support plate | 19849887461 |  | 2044161 | 1 | other | IDU
#N/A | 40VD038S-7G-QEE | IDU | standard static duct | Partion plate | 19849169407 |  | 2044456 | 1 | Other | IDU
#N/A | 40VD038S-7G-QEE | IDU | standard static duct | Coaming plate | 19849887465 |  | 2044076 | 1 | other | IDU
#N/A | 40VD038S-7G-QEE | IDU | standard static duct | Float switch | 19989548501 |  | 2044188 | 1 | float switch | IDU
#N/A | 40VD038S-7G-QEE | IDU | standard static duct | Water pump | 19989549830A |  | 2044320 | 1 | pump | IDU
#N/A | 40VD038S-7G-QEE | IDU | standard static duct | Water pump assy. | 19849161251 |  | 2044407 | 1 | pump | IDU
#N/A | 40VD038S-7G-QEE | IDU | standard static duct | Bottom plate | 19849169507 |  | 2044563 | 1 | Other | IDU
#N/A | 40VD038S-7G-QEE | IDU | standard static duct | Bracket | 19849887506 |  | 2044087 | 1 | other | IDU
#N/A | 40VD038S-7G-QEE | IDU | standard static duct | Bearing bracket | 19849797554 |  | 2044156 | 1 | Other | IDU
#N/A | 40VD038S-7G-QEE | IDU | standard static duct | Motor | 19849597493 |  | 2044587 | 1 | Motor | IDU
#N/A | 40VD038S-7G-QEE | IDU | standard static duct | Fan and case assy. | 19849797515 |  | 2044366 | 3 | Blower | IDU
#N/A | 40VD038S-7G-QEE | IDU | standard static duct | Back cover plate | 19849169487 |  | 2044280 | 1 | Other | IDU
#N/A | 40VD038S-7G-QEE | IDU | standard static duct | Air inlet frame | 19849169484 |  | 2044377 | 1 | Other | IDU
#N/A | 40VD038S-7G-QEE | IDU | standard static duct | Support plate | 19849887484 |  | 2043989 | 1 | Other | IDU
#N/A | 40VD038S-7G-QEE | IDU | standard static duct | Filter | 19849797564 |  | 2044151 | 2 | Filter/PCB | IDU
#N/A | 40VD038S-7G-QEE | IDU | standard static duct | Electrical box assy. | 19849161248 |  | 2044549 | 1 | PCB | IDU
#N/A | 40VD038S-7G-QEE | IDU | standard static duct | Ambient temperature sensor | 19849597648 |  | 2045663 | 1 | Sensor | IDU
#N/A | 40VD038S-7G-QEE | IDU | standard static duct | Electrical box cover | 19849887499A |  | 2044092 | 1 | pcb | IDU
#N/A | 40VD038S-7G-QEE | IDU | standard static duct | Terminal block | 1998A5999885 |  | 2044047 | 1 | Other | IDU
#N/A | 40VD038S-7G-QEE | IDU | standard static duct | Transformer | 19989548737F |  | 2044197 | 1 | Transformer | IDU
#N/A | 40VD038S-7G-QEE | IDU | standard static duct | Terminal block | 19989548764E |  | 2044082 | 1 | Other | IDU
#N/A | 40VD038S-7G-QEE | IDU | standard static duct | PCB base | 19849797248 |  | 2044033 | 1 | PCB | IDU
#N/A | 40VD038S-7G-QEE | IDU | standard static duct | Fan capacitor | 1998A6399742H |  | 2044088 | 1 | PCB | IDU
#N/A | 40VD038S-7G-QEE | IDU | standard static duct | Fan control board | 19848199564 |  | 2044195 | 1 | PCB | IDU
#N/A | 40VD038S-7G-QEE | IDU | standard static duct | PCB | 19848199838G |  | 2044498 | 1 | PCB | IDU
2513959 | 40VD024S-7G-QEE | IDU | standard static duct | Air filter | 19849797565 |  | 2044125 | 2 | filter | IDU
2513959 | 40VD024S-7G-QEE | IDU | standard static duct | Air inlet frame assy. | 19849169485 |  | 2044305 | 1 | other | IDU
2513959 | 40VD024S-7G-QEE | IDU | standard static duct | Rear cover plate | 19849169488 |  | 2044219 | 1 | other | IDU
2513959 | 40VD024S-7G-QEE | IDU | standard static duct | Fan and volute assy. | 19849797515 |  | 2044366 | 2 | Blower | IDU
2513959 | 40VD024S-7G-QEE | IDU | standard static duct | Clamp | 19849887506 |  | 2044087 | 1 | other | IDU
2513959 | 40VD024S-7G-QEE | IDU | standard static duct | Partition plate assy. | 19849169491 |  | 2044404 | 1 | other | IDU
2513959 | 40VD024S-7G-QEE | IDU | standard static duct | Bottom plate | 19849169504 |  | 2044546 | 1 | other | IDU
2513959 | 40VD024S-7G-QEE | IDU | standard static duct | Connection plate of tube plate | 19849887483 |  | 2044064 | 1 | other | IDU
2513959 | 40VD024S-7G-QEE | IDU | standard static duct | Drain pan | 19849476651 |  | 2044444 | 1 | Drain pan | IDU
2513959 | 40VD024S-7G-QEE | IDU | standard static duct | Front cover plate | 19849169482 |  | 2044379 | 1 | other | IDU
2513959 | 40VD024S-7G-QEE | IDU | standard static duct | Evaporator bottom support | 19849887461 |  | 2044161 | 1 | other | IDU
2513959 | 40VD024S-7G-QEE | IDU | standard static duct | Evaporator assy. | 19849162692 |  | 2044593 | 1 | Coil | IDU
2513959 | 40VD024S-7G-QEE | IDU | standard static duct | Gas pipe temp. sensor | 19849596516 |  | 2045668 | 1 | Sensor | IDU
2513959 | 40VD024S-7G-QEE | IDU | standard static duct | Electronic expansion valve | 19849297817 |  | 2044469 | 1 | EEV | IDU
2513959 | 40VD024S-7G-QEE | IDU | standard static duct | Liquid pipe temp. sensor | 19989548670 |  | 2045667 | 1 | SENSOR | IDU
2513959 | 40VD024S-7G-QEE | IDU | standard static duct | Evaporator fixing plate | 19849887460A |  | 2044148 | 1 | other | IDU
2513959 | 40VD024S-7G-QEE | IDU | standard static duct | Inlet and outlet coaming | 19849887465 |  | 2044076 | 1 | other | IDU
2513959 | 40VD024S-7G-QEE | IDU | standard static duct | Drain pump assy. | 19849161251 |  | 2044407 | 1 | pump | IDU
2513959 | 40VD024S-7G-QEE | IDU | standard static duct | Float switch | 19989548501 |  | 2044188 | 1 | float switch | IDU
2513959 | 40VD024S-7G-QEE | IDU | standard static duct | Drain pump | 19989549830A |  | 2044320 | 1 | pump | IDU
2513959 | 40VD024S-7G-QEE | IDU | standard static duct | Electric control box assy. | 19849153187 |  | 2044534 | 1 | PCB | IDU
2513959 | 40VD024S-7G-QEE | IDU | standard static duct | Transformer | 19989548737F |  | 2044197 | 1 | Transformer | IDU
2513959 | 40VD024S-7G-QEE | IDU | standard static duct | Terminal block | 19989548764E |  | 2044082 | 1 | Other | IDU
2513959 | 40VD024S-7G-QEE | IDU | standard static duct | PCB | 19848199838D |  | 2044462 | 1 | pcb | IDU
2513959 | 40VD024S-7G-QEE | IDU | standard static duct | PCB base | 19849797248 |  | 2044033 | 1 | PCB | IDU
2513959 | 40VD024S-7G-QEE | IDU | standard static duct | Terminal block | 1998A5999885 |  | 2044047 | 1 | Other | IDU
2513959 | 40VD024S-7G-QEE | IDU | standard static duct | Fan capacitor | 1998A6399742H |  | 2044088 | 1 | PCB | IDU
2513959 | 40VD024S-7G-QEE | IDU | standard static duct | Indoor ambient temp. sensor | 19849597648 |  | 2045663 | 1 | sensor | IDU
2513959 | 40VD024S-7G-QEE | IDU | standard static duct | Electric control box | 19849169500A |  | 2044206 | 1 | pcb | IDU
2513959 | 40VD024S-7G-QEE | IDU | standard static duct | Electric control box cover | 19849887499A |  | 2044092 | 1 | pcb | IDU
2513959 | 40VD024S-7G-QEE | IDU | standard static duct | AC motor | 19849598116A |  | 2044525 | 1 | motor | IDU
#N/A | 40VD030S-7G-QEE | IDU | standard static duct | Front cover plate | 19849169482 |  | 2044379 | 1 | other | IDU
#N/A | 40VD030S-7G-QEE | IDU | standard static duct | Drain pan assy. | 19849476651 |  | 2044444 | 1 | Drain pan | IDU
#N/A | 40VD030S-7G-QEE | IDU | standard static duct | Filxing plate for evaporator | 19849887460A |  | 2044148 | 1 | other | IDU
#N/A | 40VD030S-7G-QEE | IDU | standard static duct | Tube plate | 19849887483 |  | 2044064 | 1 | other | IDU
#N/A | 40VD030S-7G-QEE | IDU | standard static duct | Evaporator assy. | 19849166266 |  | 2044604 | 1 | Coil | IDU
#N/A | 40VD030S-7G-QEE | IDU | standard static duct | Gas pipe sensor | 19849596516 |  | 2045668 | 1 | Sensor | IDU
#N/A | 40VD030S-7G-QEE | IDU | standard static duct | Liquid pipe sensor | 19989548670 |  | 2045667 | 1 | SENSOR | IDU
#N/A | 40VD030S-7G-QEE | IDU | standard static duct | Evaporator support plate | 19849887461 |  | 2044161 | 1 | other | IDU
#N/A | 40VD030S-7G-QEE | IDU | standard static duct | Partion plate | 19849169491 |  | 2044404 | 1 | other | IDU
#N/A | 40VD030S-7G-QEE | IDU | standard static duct | Coaming plate | 19849887465 |  | 2044076 | 1 | other | IDU
#N/A | 40VD030S-7G-QEE | IDU | standard static duct | Float switch | 19989548501 |  | 2044188 | 1 | float switch | IDU
#N/A | 40VD030S-7G-QEE | IDU | standard static duct | Water pump | 19989549830A |  | 2044320 | 1 | pump | IDU
#N/A | 40VD030S-7G-QEE | IDU | standard static duct | Water pump assy. | 19849161251 |  | 2044407 | 1 | pump | IDU
#N/A | 40VD030S-7G-QEE | IDU | standard static duct | Bottom plate | 19849169504 |  | 2044546 | 1 | other | IDU
#N/A | 40VD030S-7G-QEE | IDU | standard static duct | Clamp | 19849887506 |  | 2044087 | 1 | other | IDU
#N/A | 40VD030S-7G-QEE | IDU | standard static duct | Motor | 19849597494 |  | 2044591 | 1 | Motor | IDU
#N/A | 40VD030S-7G-QEE | IDU | standard static duct | Fan and case assy. | 19849797515 |  | 2044366 | 2 | Blower | IDU
#N/A | 40VD030S-7G-QEE | IDU | standard static duct | Back cover plate | 19849169488 |  | 2044219 | 1 | other | IDU
#N/A | 40VD030S-7G-QEE | IDU | standard static duct | Air inlet frame | 19849169485 |  | 2044305 | 1 | other | IDU
#N/A | 40VD030S-7G-QEE | IDU | standard static duct | Filter | 19849797565 |  | 2044125 | 2 | filter | IDU
#N/A | 40VD030S-7G-QEE | IDU | standard static duct | Electrical box assy. | 19849161248 |  | 2044549 | 1 | PCB | IDU
#N/A | 40VD030S-7G-QEE | IDU | standard static duct | Ambient temperature sensor | 19849597648 |  | 2045663 | 1 | Sensor | IDU
#N/A | 40VD030S-7G-QEE | IDU | standard static duct | Electrical box cover | 19849887499A |  | 2044092 | 1 | pcb | IDU
#N/A | 40VD030S-7G-QEE | IDU | standard static duct | Terminal block | 1998A5999885 |  | 2044047 | 1 | Other | IDU
#N/A | 40VD030S-7G-QEE | IDU | standard static duct | Transformer | 19989548737E |  | 2044245 | 1 | Transformer | IDU
#N/A | 40VD030S-7G-QEE | IDU | standard static duct | Terminal block | 19989548764E |  | 2044082 | 1 | Other | IDU
#N/A | 40VD030S-7G-QEE | IDU | standard static duct | PCB base | 19849797248 |  | 2044033 | 1 | PCB | IDU
#N/A | 40VD030S-7G-QEE | IDU | standard static duct | Fan capacitor | 19849599704 |  | 2044086 | 1 | PCB | IDU
#N/A | 40VD030S-7G-QEE | IDU | standard static duct | Fan control board | 19848199564 |  | 2044195 | 1 | PCB | IDU
#N/A | 40VD030S-7G-QEE | IDU | standard static duct | PCB | 19848199838G |  | 2044498 | 1 | PCB | IDU
2513831 | 40VD030R-7G-QEE | IDU | Medium ESP duct | Evaporator assembly | 19849298753 |  | 2044610 | 1 | Coil | IDU
2513831 | 40VD030R-7G-QEE | IDU | Medium ESP duct | Air outlet | 19849899949 |  | 2044243 | 1 | other | IDU
2513831 | 40VD030R-7G-QEE | IDU | Medium ESP duct | Upper fixing plate of evaporator | 19849899958 |  | 2044070 | 1 | other | IDU
2513831 | 40VD030R-7G-QEE | IDU | Medium ESP duct | Right fixing plate of evaporator | 19849899937 |  | 2044023 | 1 | other | IDU
2513831 | 40VD030R-7G-QEE | IDU | Medium ESP duct | left fixing plate of evaporator | 19849899942 |  | 2044054 | 1 | other | IDU
2513831 | 40VD030R-7G-QEE | IDU | Medium ESP duct | Partition plate | 19849899963 |  | 2044308 | 1 | other | IDU
2513831 | 40VD030R-7G-QEE | IDU | Medium ESP duct | Fixing plate | 19849899966 |  | 2044058 | 1 | other | IDU
2513831 | 40VD030R-7G-QEE | IDU | Medium ESP duct | Left side plate | 19849899962 |  | 2044190 | 1 | other | IDU
2513831 | 40VD030R-7G-QEE | IDU | Medium ESP duct | Fixing plate of electric box | 19849899943 |  | 2044083 | 1 | other | IDU
2513831 | 40VD030R-7G-QEE | IDU | Medium ESP duct | Right side plate | 19849899957 |  | 2044187 | 1 | other | IDU
2513831 | 40VD030R-7G-QEE | IDU | Medium ESP duct | Scroll case | 19849799873 |  | 2044184 | 2 | other | IDU
2513831 | 40VD030R-7G-QEE | IDU | Medium ESP duct | Scroll case | 19849799872 |  | 2044186 | 2 | other | IDU
2513831 | 40VD030R-7G-QEE | IDU | Medium ESP duct | Fan | 19849799871 |  | 2044217 | 2 | fan | IDU
2513831 | 40VD030R-7G-QEE | IDU | Medium ESP duct | Motor | 19849599988 |  | 2044575 | 1 | motor | IDU
2513831 | 40VD030R-7G-QEE | IDU | Medium ESP duct | Air inlet frame | 19849899961 |  | 2044254 | 1 | other | IDU
2513831 | 40VD030R-7G-QEE | IDU | Medium ESP duct | Cover plate | 19849899939 |  | 2044218 | 1 | other | IDU
2513831 | 40VD030R-7G-QEE | IDU | Medium ESP duct | Cover plate | 19849899960 |  | 2044282 | 1 | other | IDU
2513831 | 40VD030R-7G-QEE | IDU | Medium ESP duct | Water drain pan | 19849196747 |  | 2044447 | 1 | Drain pan | IDU
2513831 | 40VD030R-7G-QEE | IDU | Medium ESP duct | Suspension | 19849899965 |  | 2044024 | 4 | other | IDU
2513831 | 40VD030R-7G-QEE | IDU | Medium ESP duct | Maintenance plate | 19849899948 |  | 2044026 | 1 | other | IDU
2513831 | 40VD030R-7G-QEE | IDU | Medium ESP duct | Maintenance plate | 19849899950 |  | 2044002 | 1 | other | IDU
2513831 | 40VD030R-7G-QEE | IDU | Medium ESP duct | Fixing plate of motor | 19849899956 |  | 2043995 | 2 | other | IDU
2513831 | 40VD030R-7G-QEE | IDU | Medium ESP duct | Fixing plate of motor | 19849899959 |  | 2044006 | 1 | other | IDU
2513831 | 40VD030R-7G-QEE | IDU | Medium ESP duct | Electric box assy. | 19849195719 |  | 2044567 | 1 | pcb | IDU
2513831 | 40VD030R-7G-QEE | IDU | Medium ESP duct | Horizontal plate of electric box | 19849899954 |  | 2044019 | 1 | other | IDU
2513831 | 40VD030R-7G-QEE | IDU | Medium ESP duct | Cover of electric box | 19849899953 |  | 2044069 | 1 | other | IDU
2513831 | 40VD030R-7G-QEE | IDU | Medium ESP duct | Terminal block | 19989548764E |  | 2044082 | 1 | Other | IDU
2513831 | 40VD030R-7G-QEE | IDU | Medium ESP duct | indoor PCB | 19848199886 |  | 2044471 | 1 | PCB | IDU
2513831 | 40VD030R-7G-QEE | IDU | Medium ESP duct | Transformer | 19989548737E |  | 2044245 | 1 | Transformer | IDU
2513831 | 40VD030R-7G-QEE | IDU | Medium ESP duct | Relay | 19989599701B |  | 2044139 | 3 | PCB | IDU
2513831 | 40VD030R-7G-QEE | IDU | Medium ESP duct | Capacitor | 19989547219 |  | 2044179 | 1 | PCB | IDU
2513831 | 40VD030R-7G-QEE | IDU | Medium ESP duct | Wires | / |  | #N/A | 1 | Magnetic Coil | IDU
2513831 | 40VD030R-7G-QEE | IDU | Medium ESP duct | Liquid inlet pipe | 19849298721 |  | 2044408 | 1 | other | IDU
2513831 | 40VD030R-7G-QEE | IDU | Medium ESP duct | Air return pipe | 19849292409A |  | 2044368 | 1 | other | IDU
2513831 | 40VD030R-7G-QEE | IDU | Medium ESP duct | Electronic expansion valve | 19849297817 |  | 2044469 | 1 | EEV | IDU
2513831 | 40VD030R-7G-QEE | IDU | Medium ESP duct | Coil pipe temp. sensor | 19989548670 |  | 2045667 | 1 | SENSOR | IDU
2513831 | 40VD030R-7G-QEE | IDU | Medium ESP duct | Gas pipe temp. sensor | 19849596516 |  | 2045668 | 1 | Sensor | IDU
2513831 | 40VD030R-7G-QEE | IDU | Medium ESP duct | Ambient temp. sensor | 19989548672 |  | 2045661 | 1 | Sensor | IDU
2513831 | 40VD030R-7G-QEE | IDU | Medium ESP duct | Filter | 19849893889 |  | 2044289 | 1 | Filter/PCB | IDU
#N/A | 40VD018H-7G-QEE | IDU | High ESP duct | connection frame of inlet air | 19989849869 |  | 2044168 | 1 | others | IDU
#N/A | 40VD018H-7G-QEE | IDU | High ESP duct | hanging | 19989848876 |  | 2044041 | 4 | other | IDU
#N/A | 40VD018H-7G-QEE | IDU | High ESP duct | boarding assy. of liquid pipe | 19989148950 |  | 2044010 | 1 | other | IDU
#N/A | 40VD018H-7G-QEE | IDU | High ESP duct | vertical supporting board for evaporator | 19989848862 |  | 2044016 | 1 | other | IDU
#N/A | 40VD018H-7G-QEE | IDU | High ESP duct | bottom plate assy. | 19989849870 |  | 2044512 | 1 | others | IDU
#N/A | 40VD018H-7G-QEE | IDU | High ESP duct | fix slot assy. | 19989899488 |  | 2044117 | 1 | others | IDU
#N/A | 40VD018H-7G-QEE | IDU | High ESP duct | air discharge framework | 19989899496 |  | 2044152 | 1 | others | IDU
#N/A | 40VD018H-7G-QEE | IDU | High ESP duct | vertical supporting board for evaporator | 19989848862 |  | 2044016 | 1 | other | IDU
#N/A | 40VD018H-7G-QEE | IDU | High ESP duct | horizontal supporting board for evaporator | 19989848861 |  | 2044015 | 1 | other | IDU
#N/A | 40VD018H-7G-QEE | IDU | High ESP duct | cover board assy. 1 | 19989148955 |  | 2044181 | 1 | other | IDU
#N/A | 40VD018H-7G-QEE | IDU | High ESP duct | cover board assy. 2 | 19989148954 |  | 2044208 | 1 | other | IDU
#N/A | 40VD018H-7G-QEE | IDU | High ESP duct | fix tendon assy. 1 | 19989148952 |  | 2044080 | 1 | other | IDU
#N/A | 40VD018H-7G-QEE | IDU | High ESP duct | evaporator fixing plate 3 | 19989199709 |  | 2044113 | 1 | other | IDU
#N/A | 40VD018H-7G-QEE | IDU | High ESP duct | cover board assy.3 | 19989148953 |  | 2044255 | 1 | other | IDU
#N/A | 40VD018H-7G-QEE | IDU | High ESP duct | fix tendon assy. 2 | 19989148951 |  | 2044032 | 1 | other | IDU
#N/A | 40VD018H-7G-QEE | IDU | High ESP duct | transformer | 19989548737E |  | 2044245 | 1 | Transformer | IDU
#N/A | 40VD018H-7G-QEE | IDU | High ESP duct | PCB | 19848199886 |  | 2044471 | 1 | PCB | IDU
#N/A | 40VD018H-7G-QEE | IDU | High ESP duct | fan speed adjusting board | / |  | #N/A | / | #N/A | IDU
#N/A | 40VD018H-7G-QEE | IDU | High ESP duct | fan motor capacitor | 19989547219 |  | 2044179 | 1 | PCB | IDU
#N/A | 40VD018H-7G-QEE | IDU | High ESP duct | electrical box cover | 19989848859 |  | 2044108 | 1 | other | IDU
#N/A | 40VD018H-7G-QEE | IDU | High ESP duct | terminal block | 19989548764E |  | 2044082 | 1 | Other | IDU
#N/A | 40VD018H-7G-QEE | IDU | High ESP duct | electrical box assy. | 19849199473 |  | 2044561 | 1 | PCB | IDU
#N/A | 40VD018H-7G-QEE | IDU | High ESP duct | bracket of floater | 19989848863 |  | 2043987 | 1 | other | IDU
#N/A | 40VD018H-7G-QEE | IDU | High ESP duct | float switch | 1998A6599839 |  | 2044201 | 1 | float switch | IDU
#N/A | 40VD018H-7G-QEE | IDU | High ESP duct | sensor bracket | / |  | #N/A | / | #N/A | IDU
#N/A | 40VD018H-7G-QEE | IDU | High ESP duct | liquid pipe temp. sensor | 19989548670 |  | 2045667 | 1 | SENSOR | IDU
#N/A | 40VD018H-7G-QEE | IDU | High ESP duct | gas pipe temp. sensor | 19989547900 |  | 2045662 | 1 | Sensor | IDU
#N/A | 40VD018H-7G-QEE | IDU | High ESP duct | ambient temp. sensor | 19989548672 |  | 2045661 | 1 | Sensor | IDU
#N/A | 40VD018H-7G-QEE | IDU | High ESP duct | supporting plate | 19989849997 |  | 2044342 | 1 | others | IDU
#N/A | 40VD018H-7G-QEE | IDU | High ESP duct | snail shell 2 | 1998A86988956 |  | 2044290 | 1 | others | IDU
#N/A | 40VD018H-7G-QEE | IDU | High ESP duct | fan 2 | 1998A7698894 |  | 2044361 | 1 | Blower | IDU
#N/A | 40VD018H-7G-QEE | IDU | High ESP duct | evaporator assy. | 19849188971 |  | 2044606 | 1 | Coil | IDU
#N/A | 40VD018H-7G-QEE | IDU | High ESP duct | hermitic circle of snail shell | 1998A86988955 |  | 2044077 | 2 | other | IDU
#N/A | 40VD018H-7G-QEE | IDU | High ESP duct | fan 1 | 1998A7698895 |  | 2044360 | 1 | Blower | IDU
#N/A | 40VD018H-7G-QEE | IDU | High ESP duct | snail shell 1 | 1998A86988957 |  | 2044286 | 1 | others | IDU
#N/A | 40VD018H-7G-QEE | IDU | High ESP duct | motor bracket | 19989849996 |  | 2044336 | 1 | others | IDU
#N/A | 40VD018H-7G-QEE | IDU | High ESP duct | motor fixing bolt | 19989848865 |  | 2043975 | 2 | other | IDU
#N/A | 40VD018H-7G-QEE | IDU | High ESP duct | indoor motor | 1998A6999709 |  | 2044595 | 1 | Motor | IDU
#N/A | 40VD018H-7G-QEE | IDU | High ESP duct | drain pan assy. | 19989798908 |  | 2044309 | 1 | Drain pan | IDU
#N/A | 40VD018H-7G-QEE | IDU | High ESP duct | guarding plate assy.2 | 19989849867 |  | 2044310 | 1 | others | IDU
#N/A | 40VD018H-7G-QEE | IDU | High ESP duct | guarding plate assy.1 | 19989849868 |  | 2044288 | 1 | others | IDU
#N/A | 40VD018H-7G-QEE | IDU | High ESP duct | electronic expansion valve | 19849297818 |  | 2044465 | 1 | other | IDU
#N/A | 40VD018H-7G-QEE | IDU | High ESP duct | filter | 19989749182 |  | 2044231 | 1 | Filter/PCB | IDU
#N/A | 40VD028H-7G-QEE | IDU | High ESP duct | connection frame of inlet air | 19989849869 |  | 2044168 | 1 | others | IDU
#N/A | 40VD028H-7G-QEE | IDU | High ESP duct | hanging | 19989848876 |  | 2044041 | 4 | other | IDU
#N/A | 40VD028H-7G-QEE | IDU | High ESP duct | boarding assy. of liquid pipe | 19989148950 |  | 2044010 | 1 | other | IDU
#N/A | 40VD028H-7G-QEE | IDU | High ESP duct | vertical supporting board for evaporator | 19989848862 |  | 2044016 | 1 | other | IDU
#N/A | 40VD028H-7G-QEE | IDU | High ESP duct | bottom plate assy. | 19989849870 |  | 2044512 | 1 | others | IDU
#N/A | 40VD028H-7G-QEE | IDU | High ESP duct | fix slot assy. | 19989899488 |  | 2044117 | 1 | others | IDU
#N/A | 40VD028H-7G-QEE | IDU | High ESP duct | air discharge framework | 19989899496 |  | 2044152 | 1 | others | IDU
#N/A | 40VD028H-7G-QEE | IDU | High ESP duct | vertical supporting board for evaporator | 19989848862 |  | 2044016 | 1 | other | IDU
#N/A | 40VD028H-7G-QEE | IDU | High ESP duct | horizontal supporting board for evaporator | 19989848861 |  | 2044015 | 1 | other | IDU
#N/A | 40VD028H-7G-QEE | IDU | High ESP duct | cover board assy. 1 | 19989148955 |  | 2044181 | 1 | other | IDU
#N/A | 40VD028H-7G-QEE | IDU | High ESP duct | cover board assy. 2 | 19989148954 |  | 2044208 | 1 | other | IDU
#N/A | 40VD028H-7G-QEE | IDU | High ESP duct | fix tendon assy. 1 | 19989148952 |  | 2044080 | 1 | other | IDU
#N/A | 40VD028H-7G-QEE | IDU | High ESP duct | evaporator fixing plate 3 | 19989199709 |  | 2044113 | 1 | other | IDU
#N/A | 40VD028H-7G-QEE | IDU | High ESP duct | cover board assy.3 | 19989148953 |  | 2044255 | 1 | other | IDU
#N/A | 40VD028H-7G-QEE | IDU | High ESP duct | fix tendon assy. 2 | 19989148951 |  | 2044032 | 1 | other | IDU
#N/A | 40VD028H-7G-QEE | IDU | High ESP duct | transformer | 19989548737E |  | 2044245 | 1 | Transformer | IDU
#N/A | 40VD028H-7G-QEE | IDU | High ESP duct | PCB | 19848199886 |  | 2044471 | 1 | PCB | IDU
#N/A | 40VD028H-7G-QEE | IDU | High ESP duct | fan speed adjusting board | / |  | #N/A | / | #N/A | IDU
#N/A | 40VD028H-7G-QEE | IDU | High ESP duct | fan motor capacitor | 19989547219 |  | 2044179 | 1 | PCB | IDU
#N/A | 40VD028H-7G-QEE | IDU | High ESP duct | electrical box cover | 19989848859 |  | 2044108 | 1 | other | IDU
#N/A | 40VD028H-7G-QEE | IDU | High ESP duct | terminal block | 19989548764E |  | 2044082 | 1 | Other | IDU
#N/A | 40VD028H-7G-QEE | IDU | High ESP duct | electrical box assy. | 19849199473 |  | 2044561 | 1 | PCB | IDU
#N/A | 40VD028H-7G-QEE | IDU | High ESP duct | bracket of floater | 19989848863 |  | 2043987 | 1 | other | IDU
#N/A | 40VD028H-7G-QEE | IDU | High ESP duct | float switch | 1998A6599839 |  | 2044201 | 1 | float switch | IDU
#N/A | 40VD028H-7G-QEE | IDU | High ESP duct | sensor bracket | / |  | #N/A | / | #N/A | IDU
#N/A | 40VD028H-7G-QEE | IDU | High ESP duct | liquid pipe temp. sensor | 19989548670 |  | 2045667 | 1 | SENSOR | IDU
#N/A | 40VD028H-7G-QEE | IDU | High ESP duct | gas pipe temp. sensor | 19849596516 |  | 2045668 | 1 | Sensor | IDU
#N/A | 40VD028H-7G-QEE | IDU | High ESP duct | ambient temp. sensor | 19989548672 |  | 2045661 | 1 | Sensor | IDU
#N/A | 40VD028H-7G-QEE | IDU | High ESP duct | supporting plate | 19989849997 |  | 2044342 | 1 | others | IDU
#N/A | 40VD028H-7G-QEE | IDU | High ESP duct | snail shell 2 | 1998A86988956 |  | 2044290 | 1 | others | IDU
#N/A | 40VD028H-7G-QEE | IDU | High ESP duct | fan 2 | 1998A7698894 |  | 2044361 | 1 | Blower | IDU
#N/A | 40VD028H-7G-QEE | IDU | High ESP duct | evaporator assy. | 19849188968 |  | 2044608 | 1 | Coil | IDU
#N/A | 40VD028H-7G-QEE | IDU | High ESP duct | hermitic circle of snail shell | 1998A86988955 |  | 2044077 | 2 | other | IDU
#N/A | 40VD028H-7G-QEE | IDU | High ESP duct | fan 1 | 1998A7698895 |  | 2044360 | 1 | Blower | IDU
#N/A | 40VD028H-7G-QEE | IDU | High ESP duct | snail shell 1 | 1998A86988957 |  | 2044286 | 1 | others | IDU
#N/A | 40VD028H-7G-QEE | IDU | High ESP duct | motor bracket | 19989849996 |  | 2044336 | 1 | others | IDU
#N/A | 40VD028H-7G-QEE | IDU | High ESP duct | motor fixing bolt | 19989848865 |  | 2043975 | 2 | other | IDU
#N/A | 40VD028H-7G-QEE | IDU | High ESP duct | indoor motor | 1998A6999709 |  | 2044595 | 1 | Motor | IDU
#N/A | 40VD028H-7G-QEE | IDU | High ESP duct | drain pan assy. | 19989798908 |  | 2044309 | 1 | Drain pan | IDU
#N/A | 40VD028H-7G-QEE | IDU | High ESP duct | guarding plate assy.2 | 19989849867 |  | 2044310 | 1 | others | IDU
#N/A | 40VD028H-7G-QEE | IDU | High ESP duct | guarding plate assy.1 | 19989849868 |  | 2044288 | 1 | others | IDU
#N/A | 40VD028H-7G-QEE | IDU | High ESP duct | electronic expansion valve | 19849297818 |  | 2044465 | 1 | other | IDU
#N/A | 40VD028H-7G-QEE | IDU | High ESP duct | filter | 19989749182 |  | 2044231 | 1 | Filter/PCB | IDU
2513836 | 40VD030H-7G-QEE | IDU | High ESP duct | connection frame of inlet air | 1998A98998999 |  | 2044242 | 1 | other | IDU
2513836 | 40VD030H-7G-QEE | IDU | High ESP duct | swing | 19989848876 |  | 2044041 | 4 | other | IDU
2513836 | 40VD030H-7G-QEE | IDU | High ESP duct | boarding assy. of liquid pipe | 19989148950 |  | 2044010 | 1 | other | IDU
2513836 | 40VD030H-7G-QEE | IDU | High ESP duct | vertical supporting board for evaporator | 19989848862 |  | 2044016 | 1 | other | IDU
2513836 | 40VD030H-7G-QEE | IDU | High ESP duct | horizontal supporting board for evaporator | 19989848861 |  | 2044015 | 1 | other | IDU
2513836 | 40VD030H-7G-QEE | IDU | High ESP duct | bottom plate assy. | 1998A98998997 |  | 2044493 | 1 | other | IDU
2513836 | 40VD030H-7G-QEE | IDU | High ESP duct | air discharge framework | 1998A8698794 |  | 2044221 | 1 | other | IDU
2513836 | 40VD030H-7G-QEE | IDU | High ESP duct | fix blot assy. | 1998A9899000 |  | 2044119 | 1 | other | IDU
2513836 | 40VD030H-7G-QEE | IDU | High ESP duct | cover board assy. 1 | 19989148955 |  | 2044181 | 1 | other | IDU
2513836 | 40VD030H-7G-QEE | IDU | High ESP duct | fix tendon assy. 1 | 19989148952 |  | 2044080 | 1 | other | IDU
2513836 | 40VD030H-7G-QEE | IDU | High ESP duct | cover board assy. 2 | 19989148954 |  | 2044208 | 1 | other | IDU
2513836 | 40VD030H-7G-QEE | IDU | High ESP duct | liquid pipe temp. sensor | 19989548670 |  | 2045667 | 1 | SENSOR | IDU
2513836 | 40VD030H-7G-QEE | IDU | High ESP duct | gas pipe temp. sensor | 19849596516 |  | 2045668 | 1 | Sensor | IDU
2513836 | 40VD030H-7G-QEE | IDU | High ESP duct | ambient temp. sensor | 19989548672 |  | 2045661 | 1 | Sensor | IDU
2513836 | 40VD030H-7G-QEE | IDU | High ESP duct | evaporator fixing plate 3 | 19989199709 |  | 2044113 | 1 | other | IDU
2513836 | 40VD030H-7G-QEE | IDU | High ESP duct | evaporator assy. | 19849299312 |  | 2044612 | 1 | Coil | IDU
2513836 | 40VD030H-7G-QEE | IDU | High ESP duct | cover board assy. 3 | 19989148953 |  | 2044255 | 1 | other | IDU
2513836 | 40VD030H-7G-QEE | IDU | High ESP duct | fix tendon assy. 2 | 19989148951 |  | 2044032 | 1 | other | IDU
2513836 | 40VD030H-7G-QEE | IDU | High ESP duct | evaporator fixing plate 2 | 19989848866 |  | 2044011 | 1 | other | IDU
2513836 | 40VD030H-7G-QEE | IDU | High ESP duct | transformer | 19989548737E |  | 2044245 | 1 | Transformer | IDU
2513836 | 40VD030H-7G-QEE | IDU | High ESP duct | relay | 19989599701B |  | 2044139 | 2 | PCB | IDU
2513836 | 40VD030H-7G-QEE | IDU | High ESP duct | fan motor capacitor | 19989547219 |  | 2044179 | 1 | PCB | IDU
2513836 | 40VD030H-7G-QEE | IDU | High ESP duct | electrical box cover | 19989848859 |  | 2044108 | 1 | other | IDU
2513836 | 40VD030H-7G-QEE | IDU | High ESP duct | / | / |  | #N/A | / | Magnetic Coil | IDU
2513836 | 40VD030H-7G-QEE | IDU | High ESP duct | Power line clip | 1998A4254883 |  | 2044000 | 2 | Other | IDU
2513836 | 40VD030H-7G-QEE | IDU | High ESP duct | wiring harness | 19989547416 |  | 2044228 | 1 | other | IDU
2513836 | 40VD030H-7G-QEE | IDU | High ESP duct | indoor PCB | 19848199886 |  | 2044471 | 1 | PCB | IDU
2513836 | 40VD030H-7G-QEE | IDU | High ESP duct | terminal block | 19989548764E |  | 2044082 | 1 | Other | IDU
2513836 | 40VD030H-7G-QEE | IDU | High ESP duct | electrical box assy. | 19849199472 |  | 2044557 | 1 | PCB | IDU
2513836 | 40VD030H-7G-QEE | IDU | High ESP duct | liquid pipe assy. | 19849292405A |  | 2044338 | 1 | other | IDU
2513836 | 40VD030H-7G-QEE | IDU | High ESP duct | air pipe assy. | 19849296505A |  | 2044431 | 1 | other | IDU
2513836 | 40VD030H-7G-QEE | IDU | High ESP duct | float bracket | 19989848863 |  | 2043987 | 1 | other | IDU
2513836 | 40VD030H-7G-QEE | IDU | High ESP duct | float switch | 1998A6599839 |  | 2044201 | 1 | float switch | IDU
2513836 | 40VD030H-7G-QEE | IDU | High ESP duct | motor fixing bolt | 19989848865 |  | 2043975 | 2 | other | IDU
2513836 | 40VD030H-7G-QEE | IDU | High ESP duct | motor fixing bolt | 19989848865 |  | 2043975 | 2 | other | IDU
2513836 | 40VD030H-7G-QEE | IDU | High ESP duct | motor bracket 1 | 1998A9899092 |  | 2044380 | 1 | other | IDU
2513836 | 40VD030H-7G-QEE | IDU | High ESP duct | snail shell 1 | 1998A86988959 |  | 2044327 | 1 | other | IDU
2513836 | 40VD030H-7G-QEE | IDU | High ESP duct | fan 1 | 1998A7698897 |  | 2044382 | 1 | Blower | IDU
2513836 | 40VD030H-7G-QEE | IDU | High ESP duct | hermitic circle of snail shell | 1998A86988955 |  | 2044077 | 2 | other | IDU
2513836 | 40VD030H-7G-QEE | IDU | High ESP duct | hermitic circle of snail shell | 1998A86988955 |  | 2044077 | 2 | other | IDU
2513836 | 40VD030H-7G-QEE | IDU | High ESP duct | fan 2 | 1998A7698896 |  | 2044392 | 1 | Blower | IDU
2513836 | 40VD030H-7G-QEE | IDU | High ESP duct | snail shell 2 | 1998A86988958 |  | 2044326 | 1 | other | IDU
2513836 | 40VD030H-7G-QEE | IDU | High ESP duct | washer | 1998A4598964 |  | 2043976 | 1 | other | IDU
2513836 | 40VD030H-7G-QEE | IDU | High ESP duct | indoor motor | 19989548382 |  | 2044543 | 1 | Motor | IDU
2513836 | 40VD030H-7G-QEE | IDU | High ESP duct | drain pan assy. | 19989199670 |  | 2044412 | 1 | Drain pan | IDU
2513836 | 40VD030H-7G-QEE | IDU | High ESP duct | guarding plate assy.2 | 1998A8698796 |  | 2044406 | 1 | other | IDU
2513836 | 40VD030H-7G-QEE | IDU | High ESP duct | guarding plate assy.1 | 1998A8698797 |  | 2044365 | 1 | other | IDU
2513836 | 40VD030H-7G-QEE | IDU | High ESP duct | electronic expansion valve | 19849297817 |  | 2044469 | 1 | EEV | IDU
2513836 | 40VD030H-7G-QEE | IDU | High ESP duct | filter | 19989749188 |  | 2044256 | 1 | Filter/PCB | IDU
#N/A | 40VD024H-7G-QEE | IDU | High ESP duct | connection frame of inlet air | 19989849869 |  | 2044168 | 1 | others | IDU
#N/A | 40VD024H-7G-QEE | IDU | High ESP duct | hanging | 19989848876 |  | 2044041 | 4 | other | IDU
#N/A | 40VD024H-7G-QEE | IDU | High ESP duct | boarding assy. of liquid pipe | 19989148950 |  | 2044010 | 1 | other | IDU
#N/A | 40VD024H-7G-QEE | IDU | High ESP duct | vertical supporting board for evaporator | 19989848862 |  | 2044016 | 1 | other | IDU
#N/A | 40VD024H-7G-QEE | IDU | High ESP duct | bottom plate assy. | 19989849870 |  | 2044512 | 1 | others | IDU
#N/A | 40VD024H-7G-QEE | IDU | High ESP duct | fix slot assy. | 19989899488 |  | 2044117 | 1 | others | IDU
#N/A | 40VD024H-7G-QEE | IDU | High ESP duct | air discharge framework | 19989899496 |  | 2044152 | 1 | others | IDU
#N/A | 40VD024H-7G-QEE | IDU | High ESP duct | vertical supporting board for evaporator | 19989848862 |  | 2044016 | 1 | other | IDU
#N/A | 40VD024H-7G-QEE | IDU | High ESP duct | horizontal supporting board for evaporator | 19989848861 |  | 2044015 | 1 | other | IDU
#N/A | 40VD024H-7G-QEE | IDU | High ESP duct | cover board assy. 1 | 19989148955 |  | 2044181 | 1 | other | IDU
#N/A | 40VD024H-7G-QEE | IDU | High ESP duct | cover board assy. 2 | 19989148954 |  | 2044208 | 1 | other | IDU
#N/A | 40VD024H-7G-QEE | IDU | High ESP duct | fix tendon assy. 1 | 19989148952 |  | 2044080 | 1 | other | IDU
#N/A | 40VD024H-7G-QEE | IDU | High ESP duct | evaporator fixing plate 3 | 19989199709 |  | 2044113 | 1 | other | IDU
#N/A | 40VD024H-7G-QEE | IDU | High ESP duct | cover board assy.3 | 19989148953 |  | 2044255 | 1 | other | IDU
#N/A | 40VD024H-7G-QEE | IDU | High ESP duct | fix tendon assy. 2 | 19989148951 |  | 2044032 | 1 | other | IDU
#N/A | 40VD024H-7G-QEE | IDU | High ESP duct | transformer | 19989548737E |  | 2044245 | 1 | Transformer | IDU
#N/A | 40VD024H-7G-QEE | IDU | High ESP duct | PCB | 19848199886 |  | 2044471 | 1 | PCB | IDU
#N/A | 40VD024H-7G-QEE | IDU | High ESP duct | fan speed adjusting board | / |  | #N/A | / | #N/A | IDU
#N/A | 40VD024H-7G-QEE | IDU | High ESP duct | fan motor capacitor | 19989547219 |  | 2044179 | 1 | PCB | IDU
#N/A | 40VD024H-7G-QEE | IDU | High ESP duct | electrical box cover | 19989848859 |  | 2044108 | 1 | other | IDU
#N/A | 40VD024H-7G-QEE | IDU | High ESP duct | terminal block | 19989548764E |  | 2044082 | 1 | Other | IDU
#N/A | 40VD024H-7G-QEE | IDU | High ESP duct | electrical box assy. | 19849199473 |  | 2044561 | 1 | PCB | IDU
#N/A | 40VD024H-7G-QEE | IDU | High ESP duct | bracket of floater | 19989848863 |  | 2043987 | 1 | other | IDU
#N/A | 40VD024H-7G-QEE | IDU | High ESP duct | float switch | 1998A6599839 |  | 2044201 | 1 | float switch | IDU
#N/A | 40VD024H-7G-QEE | IDU | High ESP duct | sensor bracket | / |  | #N/A | / | #N/A | IDU
#N/A | 40VD024H-7G-QEE | IDU | High ESP duct | liquid pipe temp. sensor | 19989548670 |  | 2045667 | 1 | SENSOR | IDU
#N/A | 40VD024H-7G-QEE | IDU | High ESP duct | gas pipe temp. sensor | 19849596516 |  | 2045668 | 1 | Sensor | IDU
#N/A | 40VD024H-7G-QEE | IDU | High ESP duct | ambient temp. sensor | 19989548672 |  | 2045661 | 1 | Sensor | IDU
#N/A | 40VD024H-7G-QEE | IDU | High ESP duct | supporting plate | 19989849997 |  | 2044342 | 1 | others | IDU
#N/A | 40VD024H-7G-QEE | IDU | High ESP duct | snail shell 2 | 1998A86988956 |  | 2044290 | 1 | others | IDU
#N/A | 40VD024H-7G-QEE | IDU | High ESP duct | fan 2 | 1998A7698894 |  | 2044361 | 1 | Blower | IDU
#N/A | 40VD024H-7G-QEE | IDU | High ESP duct | evaporator assy. | 19849188971 |  | 2044606 | 1 | Coil | IDU
#N/A | 40VD024H-7G-QEE | IDU | High ESP duct | hermitic circle of snail shell | 1998A86988955 |  | 2044077 | 2 | other | IDU
#N/A | 40VD024H-7G-QEE | IDU | High ESP duct | fan 1 | 1998A7698895 |  | 2044360 | 1 | Blower | IDU
#N/A | 40VD024H-7G-QEE | IDU | High ESP duct | snail shell 1 | 1998A86988957 |  | 2044286 | 1 | others | IDU
#N/A | 40VD024H-7G-QEE | IDU | High ESP duct | motor bracket | 19989849996 |  | 2044336 | 1 | others | IDU
#N/A | 40VD024H-7G-QEE | IDU | High ESP duct | motor fixing bolt | 19989848865 |  | 2043975 | 2 | other | IDU
#N/A | 40VD024H-7G-QEE | IDU | High ESP duct | indoor motor | 1998A6999709 |  | 2044595 | 1 | Motor | IDU
#N/A | 40VD024H-7G-QEE | IDU | High ESP duct | drain pan assy. | 19989798908 |  | 2044309 | 1 | Drain pan | IDU
#N/A | 40VD024H-7G-QEE | IDU | High ESP duct | guarding plate assy.2 | 19989849867 |  | 2044310 | 1 | others | IDU
#N/A | 40VD024H-7G-QEE | IDU | High ESP duct | guarding plate assy.1 | 19989849868 |  | 2044288 | 1 | others | IDU
#N/A | 40VD024H-7G-QEE | IDU | High ESP duct | electronic expansion valve | 19849297818 |  | 2044465 | 1 | other | IDU
#N/A | 40VD024H-7G-QEE | IDU | High ESP duct | filter | 19989749182 |  | 2044231 | 1 | Filter/PCB | IDU
2513839 | 40VD072H-7G-QEE | IDU | High ESP duct | guard plate 1 | 19989849714 |  | 2044450 | 1 | other | IDU
2513839 | 40VD072H-7G-QEE | IDU | High ESP duct | guard plate 2 | 19989849710 |  | 2044281 | 1 | other | IDU
2513839 | 40VD072H-7G-QEE | IDU | High ESP duct | drainage pan | 19989749739 |  | 2044494 | 1 | Drain Pan | IDU
2513839 | 40VD072H-7G-QEE | IDU | High ESP duct | supporting plate 2 assembly | 19989849620 |  | 2044458 | 1 | other | IDU
2513839 | 40VD072H-7G-QEE | IDU | High ESP duct | supporting plate 1 assembly | 1998A9899092 |  | 2044380 | 1 | other | IDU
2513839 | 40VD072H-7G-QEE | IDU | High ESP duct | motor fixing bolt | 19989848865 |  | 2043975 | 4 | other | IDU
2513839 | 40VD072H-7G-QEE | IDU | High ESP duct | wires clip | 1998A3354998 |  | 2043968 | 2 | other | IDU
2513839 | 40VD072H-7G-QEE | IDU | High ESP duct | wire | 19849599744 |  | 2043972 | 1 | other | IDU
2513839 | 40VD072H-7G-QEE | IDU | High ESP duct | / | / |  | #N/A | / | Magnetic Coil | IDU
2513839 | 40VD072H-7G-QEE | IDU | High ESP duct | copper nut (9.52) | 1998A4686995 |  | 2044044 | 1 | other | IDU
2513839 | 40VD072H-7G-QEE | IDU | High ESP duct | sealing ring of scroll case | 1998A86988955 |  | 2044077 | 4 | other | IDU
2513839 | 40VD072H-7G-QEE | IDU | High ESP duct | fan 1 | 1998A7698897 |  | 2044382 | 2 | Blower | IDU
2513839 | 40VD072H-7G-QEE | IDU | High ESP duct | scroll case 1 | 1998A86988959 |  | 2044327 | 2 | other | IDU
2513839 | 40VD072H-7G-QEE | IDU | High ESP duct | / | / |  | #N/A | / | Magnetic Coil | IDU
2513839 | 40VD072H-7G-QEE | IDU | High ESP duct | indoor motor | 1998A6999708E | 19849599442 | 2044344 | 2 | Motor | IDU
2513839 | 40VD072H-7G-QEE | IDU | High ESP duct | scroll case 2 | 1998A86988958 |  | 2044326 | 2 | other | IDU
2513839 | 40VD072H-7G-QEE | IDU | High ESP duct | fan 2 | 1998A7698896 |  | 2044392 | 2 | Blower | IDU
2513839 | 40VD072H-7G-QEE | IDU | High ESP duct | evaporator fixing plate 3 | 19989199709 |  | 2044113 | 1 | other | IDU
2513839 | 40VD072H-7G-QEE | IDU | High ESP duct | float switch | 1998A6599839 |  | 2044201 | 1 | float switch | IDU
2513839 | 40VD072H-7G-QEE | IDU | High ESP duct | float bracket | 19989848863 |  | 2043987 | 1 | other | IDU
2513839 | 40VD072H-7G-QEE | IDU | High ESP duct | evaporator assembly | 19849297713 |  | 2044619 | 1 | Coil | IDU
2513839 | 40VD072H-7G-QEE | IDU | High ESP duct | evaporator fixing plate 2 | 19989848866 |  | 2044011 | 1 | other | IDU
2513839 | 40VD072H-7G-QEE | IDU | High ESP duct | coil temperature sensor | 19989548670 |  | 2045667 | 1 | SENSOR | IDU
2513839 | 40VD072H-7G-QEE | IDU | High ESP duct | left fixing groove | 19989849623 |  | 2044050 | 1 | other | IDU
2513839 | 40VD072H-7G-QEE | IDU | High ESP duct | right fixing groove | 19989849594 |  | 2044049 | 1 | other | IDU
2513839 | 40VD072H-7G-QEE | IDU | High ESP duct | fixing bracket assembly | 19989149486 |  | 2044349 | 1 | other | IDU
2513839 | 40VD072H-7G-QEE | IDU | High ESP duct | fixed reinforced plate 2 | 19989848867 |  | 2044025 | 1 | other | IDU
2513839 | 40VD072H-7G-QEE | IDU | High ESP duct | filter | 19989749182 |  | 2044231 | 2 | Filter/PCB | IDU
2513839 | 40VD072H-7G-QEE | IDU | High ESP duct | hanging bracket | 19989848876 |  | 2044041 | 4 | other | IDU
2513839 | 40VD072H-7G-QEE | IDU | High ESP duct | fixed bracket | 19989848864 |  | 2043988 | 4 | other | IDU
2513839 | 40VD072H-7G-QEE | IDU | High ESP duct | fixed reinforced plate 1 | 19989848868 |  | 2044074 | 1 | other | IDU
2513839 | 40VD072H-7G-QEE | IDU | High ESP duct | cover plate 2 | 19989148980 |  | 2044110 | 1 | other | IDU
2513839 | 40VD072H-7G-QEE | IDU | High ESP duct | wires assembly | 19989548673 |  | 2044266 | 1 | other | IDU
2513839 | 40VD072H-7G-QEE | IDU | High ESP duct | electric box cover | 19989848859 |  | 2044108 | 1 | other | IDU
2513839 | 40VD072H-7G-QEE | IDU | High ESP duct | / | / |  | #N/A | / | Magnetic Coil | IDU
2513839 | 40VD072H-7G-QEE | IDU | High ESP duct | transformer | 19989548737E |  | 2044245 | 1 | Transformer | IDU
2513839 | 40VD072H-7G-QEE | IDU | High ESP duct | relay | 19989599701 |  | 2044387 | 3 | PCB | IDU
2513839 | 40VD072H-7G-QEE | IDU | High ESP duct | capacitor | 19989547219 |  | 2044179 | 2 | PCB | IDU
2513839 | 40VD072H-7G-QEE | IDU | High ESP duct | fan speed control board | / |  | #N/A | / | Magnetic Coil | IDU
2513839 | 40VD072H-7G-QEE | IDU | High ESP duct | wire-pressing clip | 1998A4254883 |  | 2044000 | 4 | Other | IDU
2513839 | 40VD072H-7G-QEE | IDU | High ESP duct | rubber wiring hole | 1998A8547138 |  | 2043977 | 1 | other | IDU
2513839 | 40VD072H-7G-QEE | IDU | High ESP duct | gas pipe temperature sensor | 19989547900 |  | 2045662 | 2 | Sensor | IDU
2513839 | 40VD072H-7G-QEE | IDU | High ESP duct | indoor PCB | 19848199886 |  | 2044471 | 1 | PCB | IDU
2513839 | 40VD072H-7G-QEE | IDU | High ESP duct | terminal block | 1998A5999885 |  | 2044047 | 1 | Other | IDU
2513839 | 40VD072H-7G-QEE | IDU | High ESP duct | electric box assy. | 19849194505 |  | 2044439 | 1 | pcb | IDU
2513839 | 40VD072H-7G-QEE | IDU | High ESP duct | cover plate 1 | 19989848870 |  | 2044100 | 1 | other | IDU
2513839 | 40VD072H-7G-QEE | IDU | High ESP duct | plastic clip | 1998A85638825 |  | 2043997 | 1 | other | IDU
2513839 | 40VD072H-7G-QEE | IDU | High ESP duct | bottom plate | 19849891612 |  | 2044068 | 1 | other | IDU
2513839 | 40VD072H-7G-QEE | IDU | High ESP duct | fixed bracket 1 | 19989848862 |  | 2044016 | 1 | other | IDU
2513839 | 40VD072H-7G-QEE | IDU | High ESP duct | evaporator fixing plate | 19989849621 |  | 2044154 | 1 | other | IDU
2513839 | 40VD072H-7G-QEE | IDU | High ESP duct | fixed bracket 2 | 19989848861 |  | 2044015 | 1 | other | IDU
2513839 | 40VD072H-7G-QEE | IDU | High ESP duct | air inlet connection frame | 19989849598 |  | 2044164 | 1 | other | IDU
2513839 | 40VD072H-7G-QEE | IDU | High ESP duct | cover plate 3 | 19989848871 |  | 2044224 | 1 | other | IDU
2513839 | 40VD072H-7G-QEE | IDU | High ESP duct | electronic expansion valve | 19849297027 |  | 2044527 | 1 | PMV Valve | IDU
2513839 | 40VD072H-7G-QEE | IDU | High ESP duct | ambient temperature sensor | 19989548672 |  | 2045661 | 1 | sensor | IDU
2513785 | 38VS125C7SHQSS | CDU | Side-discharge | Top cover | 19849177185 |  | 2044346 | 1 | other | CDU
2513785 | 38VS125C7SHQSS | CDU | Side-discharge | Condensor assy. | 19849283784 |  | 2044128 | 1 | COIL | CDU
2513785 | 38VS125C7SHQSS | CDU | Side-discharge | Motor bracket | 19849892592 |  | 2044385 | 1 | other | CDU
2513785 | 38VS125C7SHQSS | CDU | Side-discharge | Motor | 19849598122 |  | 2044602 | 1 | motor | CDU
2513785 | 38VS125C7SHQSS | CDU | Side-discharge | Fan | 19849798352 |  | 2044372 | 1 | fan | CDU
2513785 | 38VS125C7SHQSS | CDU | Side-discharge | Panel-hot zinc plate | 19849893597 |  | 2044343 | 1 | other | CDU
2513785 | 38VS125C7SHQSS | CDU | Side-discharge | Outlet grille-PP | 19849795392 |  | 2044304 | 1 | other | CDU
2513785 | 38VS125C7SHQSS | CDU | Side-discharge | handle | 19849798351 |  | 2043984 | 3 | other | CDU
2513785 | 38VS125C7SHQSS | CDU | Side-discharge | handle | 19849798350 |  | 2043978 | 1 | other | CDU
2513785 | 38VS125C7SHQSS | CDU | Side-discharge | Back grill | 19849892589 |  | 2044129 | 1 | other | CDU
2513785 | 38VS125C7SHQSS | CDU | Side-discharge | Partition plate | 19849892593 |  | 2044485 | 1 | other | CDU
2513785 | 38VS125C7SHQSS | CDU | Side-discharge | Repair board assy | 19849136323 |  | 2044173 | 1 | pcb | CDU
2513785 | 38VS125C7SHQSS | CDU | Side-discharge | Small service plate | 19849893596 |  | 2044096 | 1 | other | CDU
2513785 | 38VS125C7SHQSS | CDU | Side-discharge | Small right plate | 19849893595 |  | 2044149 | 1 | other | CDU
2513785 | 38VS125C7SHQSS | CDU | Side-discharge | Right plate | 19849893592 |  | 2044486 | 1 | other | CDU
2513785 | 38VS125C7SHQSS | CDU | Side-discharge | Top cover | 19849799101 |  | 2044017 | 1 | other | CDU
2513785 | 38VS125C7SHQSS | CDU | Side-discharge | Bottom plate | 19849177196 |  | 2044174 | 1 | other | CDU
2513785 | 38VS125C7SHQSS | CDU | Side-discharge | Compressor | 19849288540 |  | 2044625 | 1 | compressor | CDU
2513785 | 38VS125C7SHQSS | CDU | Side-discharge | Gas-liquid segregator | 19849285255 |  | 2044428 | 1 | other | CDU
2513785 | 38VS125C7SHQSS | CDU | Side-discharge | Oil segregator | 19989244242 |  | 2044364 | 1 | other | CDU
2513785 | 38VS125C7SHQSS | CDU | Side-discharge | Discharge pipe | 19849283959 |  | 2044475 | 1 | other | CDU
2513785 | 38VS125C7SHQSS | CDU | Side-discharge | Outlet pipe of oil segregator | 19849283954A |  | 2044374 | 1 | other | CDU
2513785 | 38VS125C7SHQSS | CDU | Side-discharge | The capillary tube of oil return | 19849283958 |  | 2044474 | 1 | other | CDU
2513785 | 38VS125C7SHQSS | CDU | Side-discharge | The inlet-tube of SV1 | 19849283961 |  | 2044415 | 1 | other | CDU
2513785 | 38VS125C7SHQSS | CDU | Side-discharge | Solenoid valve coil | 19989549242 |  | 2044071 | 1 | Magnetic Coil | CDU
2513785 | 38VS125C7SHQSS | CDU | Side-discharge | Outlet pipe of SV1 | 19849283962 |  | 2044416 | 1 | other | CDU
2513785 | 38VS125C7SHQSS | CDU | Side-discharge | Solenoid valve body | 19989241156 |  | 2044249 | 1 | other | CDU
2513785 | 38VS125C7SHQSS | CDU | Side-discharge | Suction pipe | 19849283957 |  | 2044440 | 1 | other | CDU
2513785 | 38VS125C7SHQSS | CDU | Side-discharge | 4 way assy C pipe | 19849283965A |  | 2044177 | 1 | other | CDU
2513785 | 38VS125C7SHQSS | CDU | Side-discharge | 4-way valve assy. | 19989242397E |  | 2044215 | 1 | other | CDU
2513785 | 38VS125C7SHQSS | CDU | Side-discharge | D pipe of 4-way valve | 19849283966 |  | 2044417 | 1 | Valve | CDU
2513785 | 38VS125C7SHQSS | CDU | Side-discharge | E pipe of 4-way valve | 19849283964A |  | 2044291 | 1 | other | CDU
2513785 | 38VS125C7SHQSS | CDU | Side-discharge | φ15.88 stop valve | 19989244927 |  | 2044373 | 1 | other | CDU
2513785 | 38VS125C7SHQSS | CDU | Side-discharge | S pipe of 4-way valve | 19849283967 |  | 2044175 | 1 | other | CDU
2513785 | 38VS125C7SHQSS | CDU | Side-discharge | Solenoid valve seat | 19849890481 |  | 2044176 | 1 | other | CDU
2513785 | 38VS125C7SHQSS | CDU | Side-discharge | LEVa electronic expansion valve assy. | 19849297037 |  | 2044477 | 1 | EEV | CDU
2513785 | 38VS125C7SHQSS | CDU | Side-discharge | Inlet pipe of LEVb | 19849283345 |  | 2044479 | 1 | other | CDU
2513785 | 38VS125C7SHQSS | CDU | Side-discharge | Outlet pipe of LEVb | 19849283346 |  | 2044399 | 1 | other | CDU
2513785 | 38VS125C7SHQSS | CDU | Side-discharge | stop valve connection pipe | 19849295697 |  | 2044400 | 1 | other | CDU
2513785 | 38VS125C7SHQSS | CDU | Side-discharge | Φ9.52 stop valve | 19849289188 |  | 2044268 | 1 | other | CDU
2513785 | 38VS125C7SHQSS | CDU | Side-discharge | Outdoor ambient temp. sensor | 19849596544 |  | 2045685 | 1 | sensor | CDU
2513785 | 38VS125C7SHQSS | CDU | Side-discharge | Power cord terminal block | 19989549815E |  | 2044166 | 1 | other | CDU
2513785 | 38VS125C7SHQSS | CDU | Side-discharge | Communication terminal block | 19989549814E |  | 2044030 | 1 | other | CDU
2513785 | 38VS125C7SHQSS | CDU | Side-discharge | Main control board | 19848199853FA |  | 2044130 | 1 | pcb | CDU
2513785 | 38VS125C7SHQSS | CDU | Side-discharge | The plastic base | 19849798204 |  | 2044147 | 1 | other | CDU
2513785 | 38VS125C7SHQSS | CDU | Side-discharge | Fixed plate of main control board | 19849891001 |  | 2044191 | 1 | other | CDU
2513785 | 38VS125C7SHQSS | CDU | Side-discharge | Protect shell of reactor | 19849890480 |  | 2044143 | 1 | other | CDU
2513785 | 38VS125C7SHQSS | CDU | Side-discharge | Reactor | 19849599438A |  | 2044497 | 1 | pcb | CDU
2513785 | 38VS125C7SHQSS | CDU | Side-discharge | Fixed plate metal | 19849890478 |  | 2044300 | 1 | other | CDU
2513785 | 38VS125C7SHQSS | CDU | Side-discharge | Fixed plate | 19849598072 |  | 2044617 | 1 | pcb | CDU
2513785 | 38VS125C7SHQSS | CDU | Side-discharge | Fixed plate of digital display board | 19849798203 |  | 2044354 | 1 | other | CDU
2513785 | 38VS125C7SHQSS | CDU | Side-discharge | Fixed plate of digital display board | 19849890479 |  | 2044093 | 1 | other | CDU
2513785 | 38VS125C7SHQSS | CDU | Side-discharge | Digital board | 19848199756 |  | 2044341 | 1 | PCB | CDU
2513785 | 38VS125C7SHQSS | CDU | Side-discharge | High pressure switch | 19849599525 |  | 2044267 | 1 | hp Swtich | CDU
2513785 | 38VS125C7SHQSS | CDU | Side-discharge | Low pressure switch | 19989548075 |  | 2044448 | 1 | LP Switch | CDU
2513785 | 38VS125C7SHQSS | CDU | Side-discharge | Heater | 19989549748 |  | 2044230 | 1 | other | CDU
2513785 | 38VS125C7SHQSS | CDU | Side-discharge | Exhaust temperature sensor | 19849596545 |  | 2045686 | 1 | sensor | CDU
2513785 | 38VS125C7SHQSS | CDU | Side-discharge | Inspiratory temperature sensor | 19849596549 |  | 2045687 | 1 | sensor | CDU
2513785 | 38VS125C7SHQSS | CDU | Side-discharge | Coil temperature sensor | 19849596547 |  | 2045688 | 1 | sensor | CDU
2513785 | 38VS125C7SHQSS | CDU | Side-discharge | Defrost temperature sensor | 19849596546 |  | 2045689 | 1 | sensor | CDU
2513787 | 38VS12117SHQSS | CDU | Side-discharge | Top cover | 19849177185 |  | 2044346 | 1 | other | CDU
2513787 | 38VS12117SHQSS | CDU | Side-discharge | Condensor assy. | 19849284960 |  | 2044620 | 1 | COIL | CDU
2513787 | 38VS12117SHQSS | CDU | Side-discharge | Motor bracket | 19849892591 |  | 2044391 | 1 | other | CDU
2513787 | 38VS12117SHQSS | CDU | Side-discharge | Motor | 19849598122 |  | 2044602 | 2 | motor | CDU
2513787 | 38VS12117SHQSS | CDU | Side-discharge | Fan | 19849798352 |  | 2044372 | 2 | fan | CDU
2513787 | 38VS12117SHQSS | CDU | Side-discharge | Panel-hot zinc plate | 19849893587 |  | 2044509 | 1 | other | CDU
2513787 | 38VS12117SHQSS | CDU | Side-discharge | Outlet grille-PP | 19849795392 |  | 2044304 | 2 | other | CDU
2513787 | 38VS12117SHQSS | CDU | Side-discharge | handle | 19849798351 |  | 2043984 | 3 | other | CDU
2513787 | 38VS12117SHQSS | CDU | Side-discharge | handle | 19849798350 |  | 2043978 | 1 | other | CDU
2513787 | 38VS12117SHQSS | CDU | Side-discharge | Back grill | 19849892590 |  | 2044298 | 1 | other | CDU
2513787 | 38VS12117SHQSS | CDU | Side-discharge | Partition plate | 19849892571 |  | 2044384 | 1 | other | CDU
2513787 | 38VS12117SHQSS | CDU | Side-discharge | Repair board | 19849136414 |  | 2044390 | 1 | other | CDU
2513787 | 38VS12117SHQSS | CDU | Side-discharge | Small service plate | 19849893596 |  | 2044096 | 1 | other | CDU
2513787 | 38VS12117SHQSS | CDU | Side-discharge | Small right plate | 19849893595 |  | 2044149 | 1 | other | CDU
2513787 | 38VS12117SHQSS | CDU | Side-discharge | Right plate | 19849177188 |  | 2044421 | 1 | other | CDU
2513787 | 38VS12117SHQSS | CDU | Side-discharge | Cover board | 19849799101 |  | 2044017 | 1 | other | CDU
2513787 | 38VS12117SHQSS | CDU | Side-discharge | Bottom plate | 19849174713 |  | 2044454 | 1 | other | CDU
2513787 | 38VS12117SHQSS | CDU | Side-discharge | Compressor | 19849288540 |  | 2044625 | 1 | compressor | CDU
2513787 | 38VS12117SHQSS | CDU | Side-discharge | Gas-liquid segregator | 19849285256 |  | 2044518 | 1 | other | CDU
2513787 | 38VS12117SHQSS | CDU | Side-discharge | Oil segregator | 19989244242 |  | 2044364 | 1 | other | CDU
2513787 | 38VS12117SHQSS | CDU | Side-discharge | Discharge pipe | 19849282989 |  | 2044238 | 1 | other | CDU
2513787 | 38VS12117SHQSS | CDU | Side-discharge | Outlet pipe of oil segregator | 19849281844 |  | 2044279 | 1 | other | CDU
2513787 | 38VS12117SHQSS | CDU | Side-discharge | The capillary tube of oil return | 19849282978A |  | 2045690 | 1 | other | CDU
2513787 | 38VS12117SHQSS | CDU | Side-discharge | Suction pipe | 19849281843 |  | 2044425 | 1 | other | CDU
2513787 | 38VS12117SHQSS | CDU | Side-discharge | 2-way stop valve | 19989294012 |  | 2044169 | 1 | Valve | CDU
2513787 | 38VS12117SHQSS | CDU | Side-discharge | φ15.88 stop valve | 19849289189 |  | 2044353 | 1 | other | CDU
2513787 | 38VS12117SHQSS | CDU | Side-discharge | Φ9.52 stop valve | 19849289188 |  | 2044268 | 1 | other | CDU
2513787 | 38VS12117SHQSS | CDU | Side-discharge | Solenoid valve seat | 19849174712 |  | 2044198 | 1 | other | CDU
2513787 | 38VS12117SHQSS | CDU | Side-discharge | Solenoid valve coil | 19989547111 |  | 2044251 | 1 | Magnetic Coil | CDU
2513787 | 38VS12117SHQSS | CDU | Side-discharge | Solenoid valve body | 1998A7499872 |  | 2044253 | 1 | other | CDU
2513787 | 38VS12117SHQSS | CDU | Side-discharge | Outlet pipe of SV1 | 19849282981 |  | 2044241 | 1 | other | CDU
2513787 | 38VS12117SHQSS | CDU | Side-discharge | The inlet-tube of SV1 | 19849282982 |  | 2044109 | 1 | other | CDU
2513787 | 38VS12117SHQSS | CDU | Side-discharge | D pipe of 4-way valve | 19849282980A |  | 2044189 | 1 | Valve | CDU
2513787 | 38VS12117SHQSS | CDU | Side-discharge | 4-way valve assy. | 19989549764E |  | 2044499 | 1 | other | CDU
2513787 | 38VS12117SHQSS | CDU | Side-discharge | C pipe of 4-way valve | 19849282961A |  | 2044294 | 1 | other | CDU
2513787 | 38VS12117SHQSS | CDU | Side-discharge | E pipe of 4-way valve | 19849281842B |  | 2044237 | 1 | other | CDU
2513787 | 38VS12117SHQSS | CDU | Side-discharge | S pipe of 4-way valve | 19849281841 |  | 2044285 | 1 | other | CDU
2513787 | 38VS12117SHQSS | CDU | Side-discharge | LEVa electronic expansion valve assy. | 19849297037 |  | 2044477 | 1 | EEV | CDU
2513787 | 38VS12117SHQSS | CDU | Side-discharge | Inlet pipe of LEVb | 19849281837 |  | 2044048 | 1 | other | CDU
2513787 | 38VS12117SHQSS | CDU | Side-discharge | Outlet pipe of LEVb | 19849281836 |  | 2044098 | 1 | other | CDU
2513787 | 38VS12117SHQSS | CDU | Side-discharge | LEVb electronic expansion valve coil | 19989547122 |  | 2044316 | 1 | EEV Motor | CDU
2513787 | 38VS12117SHQSS | CDU | Side-discharge | LEVb electronic expansion valve | 19989242059 |  | 2044413 | 1 | PMV Valve | CDU
2513787 | 38VS12117SHQSS | CDU | Side-discharge | Outlet pipe of LEVa | 19849281838 |  | 2044127 | 1 | other | CDU
2513787 | 38VS12117SHQSS | CDU | Side-discharge | Inlet pipe of LEVa | 19849281839 |  | 2044141 | 1 | other | CDU
2513787 | 38VS12117SHQSS | CDU | Side-discharge | Stop valve pipe of liquid pipe | 19849281840 |  | 2044303 | 1 | other | CDU
2513787 | 38VS12117SHQSS | CDU | Side-discharge | Outdoor ambient temp. sensor | 19989549807 |  | 2045691 | 1 | sensor | CDU
2513787 | 38VS12117SHQSS | CDU | Side-discharge | Power cord terminal block | 19989549815EA |  | 2044167 | 1 | other | CDU
2513787 | 38VS12117SHQSS | CDU | Side-discharge | Terminal block for communication | 19849598179 |  | 2044045 | 1 | other | CDU
2513787 | 38VS12117SHQSS | CDU | Side-discharge | Overcooling valve control board | 19848199726A |  | 2044388 | 1 | other | CDU
2513787 | 38VS12117SHQSS | CDU | Side-discharge | Main control board | 19848199853J |  | 2044582 | 1 | pcb | CDU
2513787 | 38VS12117SHQSS | CDU | Side-discharge | Plastic base | 19849798204A |  | 2044094 | 1 | other | CDU
2513787 | 38VS12117SHQSS | CDU | Side-discharge | Protect shell of reactor | 19849890480 |  | 2044143 | 1 | other | CDU
2513787 | 38VS12117SHQSS | CDU | Side-discharge | Reactor | 19849599438A |  | 2044497 | 1 | pcb | CDU
2513787 | 38VS12117SHQSS | CDU | Side-discharge | Plastic base | 1849891001 |  | 2044171 | 1 | other | CDU
2513787 | 38VS12117SHQSS | CDU | Side-discharge | Fixed plate | 19849890478 |  | 2044300 | 1 | other | CDU
2513787 | 38VS12117SHQSS | CDU | Side-discharge | Power module | 19849598072 |  | 2044617 | 1 | pcb | CDU
2513787 | 38VS12117SHQSS | CDU | Side-discharge | Fixed plate of digital display board | 19849890479 |  | 2044093 | 1 | other | CDU
2513787 | 38VS12117SHQSS | CDU | Side-discharge | Digital plate | 19848199756A |  | 2044436 | 1 | other | CDU
2513787 | 38VS12117SHQSS | CDU | Side-discharge | Defrosting temp. sensor | 19989549805 |  | 2045692 | 1 | sensor | CDU
2513787 | 38VS12117SHQSS | CDU | Side-discharge | High pressure sensor | 19989547471 |  | 2045693 | 1 | HP Sensor | CDU
2513787 | 38VS12117SHQSS | CDU | Side-discharge | Discharging temp. sensor | 19989548696 |  | 2045694 | 1 | sensor | CDU
2513787 | 38VS12117SHQSS | CDU | Side-discharge | Suction temp. sensor | 19989548692 |  | 2045695 | 1 | sensor | CDU
2513787 | 38VS12117SHQSS | CDU | Side-discharge | Low pressure sensor | 19989547470 |  | 2045696 | 1 | LP Sensor | CDU
2513787 | 38VS12117SHQSS | CDU | Side-discharge | High pressure switch | 19849599525 |  | 2044267 | 1 | hp Swtich | CDU
2513787 | 38VS12117SHQSS | CDU | Side-discharge | Heater | 19989549748 |  | 2044230 | 1 | other | CDU
2513793 | 38VS226174HQSS | CDU | Side-discharge | Outlet grille-PP | 19849795391 |  | 2044307 | 2 | other | CDU
2513793 | 38VS226174HQSS | CDU | Side-discharge | Front cover | 19849894709 |  | 2044506 | 1 | other | CDU
2513793 | 38VS226174HQSS | CDU | Side-discharge | air ring | 19849798627 |  | 2044321 | 2 | other | CDU
2513793 | 38VS226174HQSS | CDU | Side-discharge | fan | 19849798628 |  | 2044438 | 2 | fan | CDU
2513793 | 38VS226174HQSS | CDU | Side-discharge | DC motor | 19849598649 |  | 2044603 | 1 | motor | CDU
2513793 | 38VS226174HQSS | CDU | Side-discharge | AC motor | 19849598648A |  | 2044594 | 1 | motor | CDU
2513793 | 38VS226174HQSS | CDU | Side-discharge | Motor support | 19849186599 |  | 2044507 | 1 | other | CDU
2513793 | 38VS226174HQSS | CDU | Side-discharge | vertical slim plate | 19849896212 |  | 2044065 | 1 | other | CDU
2513793 | 38VS226174HQSS | CDU | Side-discharge | Left Tube Plate | 19849896268 |  | 2044052 | 1 | other | CDU
2513793 | 38VS226174HQSS | CDU | Side-discharge | Right tube plate | 19849896374 |  | 2044121 | 1 | other | CDU
2513793 | 38VS226174HQSS | CDU | Side-discharge | fixing clip | 19849896206 |  | 2043986 | 4 | other | CDU
2513793 | 38VS226174HQSS | CDU | Side-discharge | upper condensor assy. | 19849188868 |  | 2044614 | 1 | coil | CDU
2513793 | 38VS226174HQSS | CDU | Side-discharge | lower condensor assy. | 19849188867 |  | 2044616 | 1 | coil | CDU
2513793 | 38VS226174HQSS | CDU | Side-discharge | Upper gas collection group | 19849290406A |  | 2045697 | 1 | other | CDU
2513793 | 38VS226174HQSS | CDU | Side-discharge | Lower gas collection group | 19849290405A |  | 2045698 | 1 | other | CDU
2513793 | 38VS226174HQSS | CDU | Side-discharge | liquid-collecting pipe assy. A | 19849290513B |  | 2044370 | 1 | other | CDU
2513793 | 38VS226174HQSS | CDU | Side-discharge | liquid-collecting pipe assy. B | 19849290407B |  | 2044371 | 1 | other | CDU
2513793 | 38VS226174HQSS | CDU | Side-discharge | back grill | 19849896221 |  | 2044345 | 1 | other | CDU
2513793 | 38VS226174HQSS | CDU | Side-discharge | Electrical control cabinet | 19849189160S |  | 2044632 | 1 | other | CDU
2513793 | 38VS226174HQSS | CDU | Side-discharge | Top cover | 19849896262 |  | 2044324 | 1 | other | CDU
2513793 | 38VS226174HQSS | CDU | Side-discharge | Right side panel | 19849896225 |  | 2044369 | 1 | other | CDU
2513793 | 38VS226174HQSS | CDU | Side-discharge | Repair board | 19849126621 |  | 2044414 | 1 | other | CDU
2513793 | 38VS226174HQSS | CDU | Side-discharge | Big windshield | 19849799421 |  | 2044018 | 1 | other | CDU
2513793 | 38VS226174HQSS | CDU | Side-discharge | partition plate | 19849896258 |  | 2044332 | 1 | other | CDU
2513793 | 38VS226174HQSS | CDU | Side-discharge | Solenoid valve fixing plate | 19849892657 |  | 2044157 | 1 | other | CDU
2513793 | 38VS226174HQSS | CDU | Side-discharge | Valve base group | 19849894725 |  | 2044067 | 1 | other | CDU
2513793 | 38VS226174HQSS | CDU | Side-discharge | base | 19849189025 |  | 2044446 | 1 | other | CDU
2513793 | 38VS226174HQSS | CDU | Side-discharge | base support | 19849896259 |  | 2044165 | 2 | other | CDU
2513793 | 38VS226174HQSS | CDU | Side-discharge | fixing clip for oil segregator | 19849894714 |  | 2044001 | 1 | other | CDU
2513793 | 38VS226174HQSS | CDU | Side-discharge | fixing plate for oil segregator | 19849896201 |  | 2044013 | 1 | other | CDU
2513793 | 38VS226174HQSS | CDU | Side-discharge | maintenace board | 19849896254 |  | 2044057 | 1 | other | CDU
2513793 | 38VS226174HQSS | CDU | Side-discharge | Right bottom board | 19849896226 |  | 2044112 | 1 | other | CDU
2513793 | 38VS226174HQSS | CDU | Side-discharge | Handle | 19849798351 |  | 2043984 | 3 | other | CDU
2513793 | 38VS226174HQSS | CDU | Side-discharge | protection cover | 19849799101 |  | 2044017 | 1 | other | CDU
2513793 | 38VS226174HQSS | CDU | Side-discharge | Jet capillary group | 19849290404A |  | 2045699 | 1 | other | CDU
2513793 | 38VS226174HQSS | CDU | Side-discharge | SV1 coil (red) | 19989547112 |  | 2045700 | 1 | Magnetic Coil | CDU
2513793 | 38VS226174HQSS | CDU | Side-discharge | solenoid valve | 19989241156 |  | 2044249 | 2 | other | CDU
2513793 | 38VS226174HQSS | CDU | Side-discharge | Jet capillary pipe connection | 19849290415A |  | 2044180 | 1 | other | CDU
2513793 | 38VS226174HQSS | CDU | Side-discharge | inlet pipe of unloading valve B | 19849290416A |  | 2044225 | 1 | other | CDU
2513793 | 38VS226174HQSS | CDU | Side-discharge | inlet pipe of unloading valve A | 19849290417 |  | 2044060 | 1 | other | CDU
2513793 | 38VS226174HQSS | CDU | Side-discharge | SV2 coil (yellow) | 19989547111 |  | 2044251 | 1 | Magnetic Coil | CDU
2513793 | 38VS226174HQSS | CDU | Side-discharge | 2-way stop valve | 19989294012 |  | 2044169 | 1 | Valve | CDU
2513793 | 38VS226174HQSS | CDU | Side-discharge | gas-liguid segregator | 19849290661 |  | 2044580 | 1 | other | CDU
2513793 | 38VS226174HQSS | CDU | Side-discharge | compressor | 19849291231 |  | 2044629 | 1 | compressor | CDU
2513793 | 38VS226174HQSS | CDU | Side-discharge | Compressor suction pipe | 19849290424A |  | 2044502 | 1 | other | CDU
2513793 | 38VS226174HQSS | CDU | Side-discharge | Four-way manifold | 19849290425A |  | 2044401 | 1 | other | CDU
2513793 | 38VS226174HQSS | CDU | Side-discharge | Condenser inlet pipe | 19849290421A |  | 2044315 | 1 | other | CDU
2513793 | 38VS226174HQSS | CDU | Side-discharge | low pressure sensor | 19989547470 |  | 2045696 | 1 | LP Sensor | CDU
2513793 | 38VS226174HQSS | CDU | Side-discharge | Solenoid directional valve assembly | 19989242239A |  | 2044565 | 1 | Valve | CDU
2513793 | 38VS226174HQSS | CDU | Side-discharge | Trachea globe valve tube group | 19849290426A |  | 2044204 | 1 | other | CDU
2513793 | 38VS226174HQSS | CDU | Side-discharge | ball valve (gas pipe stop valve) | 19849290680 |  | 2044504 | 1 | other | CDU
2513793 | 38VS226174HQSS | CDU | Side-discharge | connecting pipe of gas-collecting pipe | 19849290419 |  | 2044116 | 1 | other | CDU
2513793 | 38VS226174HQSS | CDU | Side-discharge | high pressure switch | 19849599525 |  | 2044267 | 1 | hp Swtich | CDU
2513793 | 38VS226174HQSS | CDU | Side-discharge | high pressrure sensor | 19989547471 |  | 2045693 | 1 | HP Sensor | CDU
2513793 | 38VS226174HQSS | CDU | Side-discharge | Oil separation pipe group | 19849290422A |  | 2044363 | 1 | other | CDU
2513793 | 38VS226174HQSS | CDU | Side-discharge | Oil return capillary group | 19849290420A |  | 2045702 | 1 | other | CDU
2513793 | 38VS226174HQSS | CDU | Side-discharge | compressor discharging pipe | 19849290423 |  | 2044233 | 1 | other | CDU
2513793 | 38VS226174HQSS | CDU | Side-discharge | connecting pipe of oil segregator | 19849290418 |  | 2044133 | 1 | other | CDU
2513793 | 38VS226174HQSS | CDU | Side-discharge | oil segregator | 19989240652 |  | 2044473 | 1 | other | CDU
2513793 | 38VS226174HQSS | CDU | Side-discharge | Liquid pipe stop valve | 19849289187 |  | 2044302 | 1 | other | CDU
2513793 | 38VS226174HQSS | CDU | Side-discharge | Condenser connection pipe | 19849290412A |  | 2044162 | 1 | other | CDU
2513793 | 38VS226174HQSS | CDU | Side-discharge | Discharge pipe | 19849290356A |  | 2044196 | 1 | other | CDU
2513793 | 38VS226174HQSS | CDU | Side-discharge | PMV connecting pipe 2 | 19849290410 |  | 2044284 | 1 | other | CDU
2513793 | 38VS226174HQSS | CDU | Side-discharge | Electronic expansion valve group | 19849297038 |  | 2044443 | 1 | other | CDU
2513793 | 38VS226174HQSS | CDU | Side-discharge | PMV connection pipe 2 | 19849290408A |  | 2044126 | 1 | other | CDU
2513793 | 38VS226174HQSS | CDU | Side-discharge | Liquid pipe valve connection | 19849290515A |  | 2044287 | 1 | other | CDU
2513793 | 38VS226174HQSS | CDU | Side-discharge | 3-way connecting pipe of condensor | 19849290411 |  | 2044220 | 1 | other | CDU
2513793 | 38VS226174HQSS | CDU | Side-discharge | PCB | 19848199853B |  | 2044592 | 1 | pcb | CDU
2513793 | 38VS226174HQSS | CDU | Side-discharge | AC motor capacitor | 19989547351 |  | 2044146 | 1 | PCB | CDU
2513793 | 38VS226174HQSS | CDU | Side-discharge | filter board | 19848199820 |  | 2044584 | 1 | pcb | CDU
2513793 | 38VS226174HQSS | CDU | Side-discharge | inverter frequency board | 19848199814 |  | 2044624 | 1 | pcb | CDU
2513793 | 38VS226174HQSS | CDU | Side-discharge | rectifier brigde | 19989548844 |  | 2045703 | 1 | PCB | CDU
2513793 | 38VS226174HQSS | CDU | Side-discharge | electrolytic capacitor | 19989547928 |  | 2044551 | 2 | PCB | CDU
2513793 | 38VS226174HQSS | CDU | Side-discharge | display board | 19848199812 |  | 2044362 | 1 | pcb | CDU
2513793 | 38VS226174HQSS | CDU | Side-discharge | reactor | 19989547927 |  | 2044482 | 1 | pcb | CDU
2513793 | 38VS226174HQSS | CDU | Side-discharge | AC contactor (used for the unit producted before June 10th,2016) | 19849599221 |  | 2044348 | 1 | CONTRACTOR | CDU
2513793 | 38VS226174HQSS | CDU | Side-discharge | PTC resistance | 1998A5499974 |  | 2044123 | 1 | PCB | CDU
2513793 | 38VS226174HQSS | CDU | Side-discharge | terminal block for communication | 19989548819 |  | 2044210 | 1 | other | CDU
2513793 | 38VS226174HQSS | CDU | Side-discharge | terminal block for power | 19989599161 |  | 2044386 | 1 | other | CDU
2513790 | 38VS121173HQSS | CDU | Side-discharge | Top cover | 19849177185 |  | 2044346 | 1 | other | CDU
2513790 | 38VS121173HQSS | CDU | Side-discharge | Condensor assy. | 19849284960 |  | 2044620 | 1 | COIL | CDU
2513790 | 38VS121173HQSS | CDU | Side-discharge | Motor bracket | 19849892591 |  | 2044391 | 1 | other | CDU
2513790 | 38VS121173HQSS | CDU | Side-discharge | Motor | 19849598122 |  | 2044602 | 2 | motor | CDU
2513790 | 38VS121173HQSS | CDU | Side-discharge | Fan | 19849798352 |  | 2044372 | 2 | fan | CDU
2513790 | 38VS121173HQSS | CDU | Side-discharge | Panel-hot zinc plate | 19849893587 |  | 2044509 | 1 | other | CDU
2513790 | 38VS121173HQSS | CDU | Side-discharge | Outlet grille-PP | 19849795392 |  | 2044304 | 2 | other | CDU
2513790 | 38VS121173HQSS | CDU | Side-discharge | handle | 19849798351 |  | 2043984 | 3 | other | CDU
2513790 | 38VS121173HQSS | CDU | Side-discharge | handle | 19849798350 |  | 2043978 | 1 | other | CDU
2513790 | 38VS121173HQSS | CDU | Side-discharge | Back grill | 19849892590 |  | 2044298 | 1 | other | CDU
2513790 | 38VS121173HQSS | CDU | Side-discharge | Partition plate | 19849892571 |  | 2044384 | 1 | other | CDU
2513790 | 38VS121173HQSS | CDU | Side-discharge | Repair board | 19849136414 |  | 2044390 | 1 | other | CDU
2513790 | 38VS121173HQSS | CDU | Side-discharge | Small service plate | 19849893596 |  | 2044096 | 1 | other | CDU
2513790 | 38VS121173HQSS | CDU | Side-discharge | Small right plate | 19849893595 |  | 2044149 | 1 | other | CDU
2513790 | 38VS121173HQSS | CDU | Side-discharge | Right plate | 19849177188 |  | 2044421 | 1 | other | CDU
2513790 | 38VS121173HQSS | CDU | Side-discharge | Top cover | 19849799101 |  | 2044017 | 1 | other | CDU
2513790 | 38VS121173HQSS | CDU | Side-discharge | Bottom plate | 19849174713 |  | 2044454 | 1 | other | CDU
2513790 | 38VS121173HQSS | CDU | Side-discharge | Compressor | 19849288796 |  | 2044626 | 1 | compressor | CDU
2513790 | 38VS121173HQSS | CDU | Side-discharge | Gas-liquid segregator | 19849285256 |  | 2044518 | 1 | other | CDU
2513790 | 38VS121173HQSS | CDU | Side-discharge | Oil segregator | 19989244242 |  | 2044364 | 1 | other | CDU
2513790 | 38VS121173HQSS | CDU | Side-discharge | Discharge pipe | 19849282989 |  | 2044238 | 1 | other | CDU
2513790 | 38VS121173HQSS | CDU | Side-discharge | Outlet pipe of oil segregator | 19849281844 |  | 2044279 | 1 | other | CDU
2513790 | 38VS121173HQSS | CDU | Side-discharge | The capillary tube of oil return | 19849282978A |  | 2045690 | 1 | other | CDU
2513790 | 38VS121173HQSS | CDU | Side-discharge | Suction pipe | 19849281843 |  | 2044425 | 1 | other | CDU
2513790 | 38VS121173HQSS | CDU | Side-discharge | 2-way stop valve | 19989294012 |  | 2044169 | 1 | Valve | CDU
2513790 | 38VS121173HQSS | CDU | Side-discharge | φ15.88 stop valve | 19849289189 |  | 2044353 | 1 | other | CDU
2513790 | 38VS121173HQSS | CDU | Side-discharge | Φ9.52 stop valve | 19849289188 |  | 2044268 | 1 | other | CDU
2513790 | 38VS121173HQSS | CDU | Side-discharge | Solenoid valve seat | 19849174712 |  | 2044198 | 1 | other | CDU
2513790 | 38VS121173HQSS | CDU | Side-discharge | Solenoid valve coil | 19989547111 |  | 2044251 | 1 | Magnetic Coil | CDU
2513790 | 38VS121173HQSS | CDU | Side-discharge | Solenoid valve body | 1998A7499872 |  | 2044253 | 1 | other | CDU
2513790 | 38VS121173HQSS | CDU | Side-discharge | Outlet pipe of SV1 | 19849282981 |  | 2044241 | 1 | other | CDU
2513790 | 38VS121173HQSS | CDU | Side-discharge | The inlet-tube of SV1 | 19849282982 |  | 2044109 | 1 | other | CDU
2513790 | 38VS121173HQSS | CDU | Side-discharge | D pipe of 4-way valve | 19849282980A |  | 2044189 | 1 | Valve | CDU
2513790 | 38VS121173HQSS | CDU | Side-discharge | 4-way valve assy. | 19989549764E |  | 2044499 | 1 | other | CDU
2513790 | 38VS121173HQSS | CDU | Side-discharge | C pipe of 4-way valve | 19849282961A |  | 2044294 | 1 | other | CDU
2513790 | 38VS121173HQSS | CDU | Side-discharge | E pipe of 4-way valve | 19849281842B |  | 2044237 | 1 | other | CDU
2513790 | 38VS121173HQSS | CDU | Side-discharge | S pipe of 4-way valve | 19849281841 |  | 2044285 | 1 | other | CDU
2513790 | 38VS121173HQSS | CDU | Side-discharge | LEVa electronic expansion valve assy. | 19849297037 |  | 2044477 | 1 | EEV | CDU
2513790 | 38VS121173HQSS | CDU | Side-discharge | Inlet pipe of LEVb | 19849281837 |  | 2044048 | 1 | other | CDU
2513790 | 38VS121173HQSS | CDU | Side-discharge | Outlet pipe of LEVb | 19849281836 |  | 2044098 | 1 | other | CDU
2513790 | 38VS121173HQSS | CDU | Side-discharge | LEVb electronic expansion valve coil | 19989547122 |  | 2044316 | 1 | EEV Motor | CDU
2513790 | 38VS121173HQSS | CDU | Side-discharge | LEVb electronic expansion valve | 19989242059 |  | 2044413 | 1 | PMV Valve | CDU
2513790 | 38VS121173HQSS | CDU | Side-discharge | Outlet pipe of LEVa | 19849281838 |  | 2044127 | 1 | other | CDU
2513790 | 38VS121173HQSS | CDU | Side-discharge | Inlet pipe of LEVa | 19849281839 |  | 2044141 | 1 | other | CDU
2513790 | 38VS121173HQSS | CDU | Side-discharge | Stop valve pipe of liquid pipe | 19849281840 |  | 2044303 | 1 | other | CDU
2513790 | 38VS121173HQSS | CDU | Side-discharge | Outdoor ambient temp. sensor | 19989549807 |  | 2045691 | 1 | sensor | CDU
2513790 | 38VS121173HQSS | CDU | Side-discharge | Terminal block for power supply | 19989548733E |  | 2044136 | 1 | other | CDU
2513790 | 38VS121173HQSS | CDU | Side-discharge | Communication terminal block | 19989549814E |  | 2044030 | 1 | other | CDU
2513790 | 38VS121173HQSS | CDU | Side-discharge | overcooling valve control board | 19848199726 |  | 2044299 | 1 | other | CDU
2513790 | 38VS121173HQSS | CDU | Side-discharge | Main control board | 19848199853J |  | 2044582 | 1 | pcb | CDU
2513790 | 38VS121173HQSS | CDU | Side-discharge | The plastic base | 19849798204 |  | 2044147 | 1 | other | CDU
2513790 | 38VS121173HQSS | CDU | Side-discharge | Reactor cover | 19849890480A |  | 2044144 | 1 | other | CDU
2513790 | 38VS121173HQSS | CDU | Side-discharge | Reactor | 19989596249EA |  | 2044312 | 1 | pcb | CDU
2513790 | 38VS121173HQSS | CDU | Side-discharge | Fixed plate of main control board | 19849891001 |  | 2044191 | 1 | other | CDU
2513790 | 38VS121173HQSS | CDU | Side-discharge | Fixed plate | 19849890478 |  | 2044300 | 1 | other | CDU
2513790 | 38VS121173HQSS | CDU | Side-discharge | Module board | 19849598240AB |  | 2044618 | 1 | pcb | CDU
2513790 | 38VS121173HQSS | CDU | Side-discharge | Fixed plate of digital display board | 19849890479 |  | 2044093 | 1 | other | CDU
2513790 | 38VS121173HQSS | CDU | Side-discharge | Digital board | 19848199756 |  | 2044341 | 1 | PCB | CDU
2513790 | 38VS121173HQSS | CDU | Side-discharge | Defrosting temp. sensor | 19989549805 |  | 2045692 | 1 | sensor | CDU
2513790 | 38VS121173HQSS | CDU | Side-discharge | High pressure sensor | 19989547471 |  | 2045693 | 1 | HP Sensor | CDU
2513790 | 38VS121173HQSS | CDU | Side-discharge | Discharging temp. sensor | 19989548696 |  | 2045694 | 1 | sensor | CDU
2513790 | 38VS121173HQSS | CDU | Side-discharge | Suction temp. sensor | 19989548692 |  | 2045695 | 1 | sensor | CDU
2513790 | 38VS121173HQSS | CDU | Side-discharge | Low pressure sensor | 19989547470 |  | 2045696 | 1 | LP Sensor | CDU
2513790 | 38VS121173HQSS | CDU | Side-discharge | High pressure switch | 19849599525 |  | 2044267 | 1 | hp Swtich | CDU
2513790 | 38VS121173HQSS | CDU | Side-discharge | Heater | 19989549748 |  | 2044230 | 1 | other | CDU
2513790 | 38VS121173HQSS | CDU | Side-discharge | Tube temp. sensor | 19989548671 |  | 2045704 | 1 | sensor | CDU
2513790 | 38VS121173HQSS | CDU | Side-discharge | Filter Board | 19848199483 |  | 2044427 | 1 | pcb | CDU
2513790 | 38VS121173HQSS | CDU | Side-discharge | Capacitor board | 19848199761 |  | 2044172 | 1 | PCB | CDU
2513790 | 38VS121173HQSS | CDU | Side-discharge | CT Board | 19989549872D |  | 2044453 | 1 | pcb | CDU
2513782 | 38VT022173HQSS | CDU | Top-discharge | Plastic handle | 19849798076B |  | 2044008 | 1 | other | CDU
2513782 | 38VT022173HQSS | CDU | Top-discharge | Service plate | 19849879049 |  | 2044511 | 1 | other | CDU
2513782 | 38VT022173HQSS | CDU | Top-discharge | Front panel | 19849879242 |  | 2044496 | 1 | other | CDU
2513782 | 38VT022173HQSS | CDU | Top-discharge | Lower front panel | 19849890700E |  | 2044293 | 1 | other | CDU
2513782 | 38VT022173HQSS | CDU | Top-discharge | Bottom plate | 19849177164E |  | 2044596 | 1 | other | CDU
2513782 | 38VT022173HQSS | CDU | Top-discharge | Support plate | 19849177166A |  | 2044105 | 1 | other | CDU
2513782 | 38VT022173HQSS | CDU | Top-discharge | Valve seat | 19849890735 |  | 2044248 | 1 | other | CDU
2513782 | 38VT022173HQSS | CDU | Top-discharge | Upper liquid collecting pipe | 19849283168B |  | 2044536 | 1 | other | CDU
2513782 | 38VT022173HQSS | CDU | Top-discharge | Lower liquid collecting pipe | 19849282839B |  | 2044532 | 1 | other | CDU
2513782 | 38VT022173HQSS | CDU | Top-discharge | Toci1/Tsacc sensor | 19849598088 |  | 2045705 | 1 | sensor | CDU
2513782 | 38VT022173HQSS | CDU | Top-discharge | Tdef sensor | 19849598086 |  | 2045706 | 1 | sensor | CDU
2513782 | 38VT022173HQSS | CDU | Top-discharge | Tao sensor | 19849598089 |  | 2045707 | 1 | sensor | CDU
2513782 | 38VT022173HQSS | CDU | Top-discharge | Td1 sensor | 19849598085 |  | 2045708 | 1 | sensor | CDU
2513782 | 38VT022173HQSS | CDU | Top-discharge | Toil1 sensor | 19849598083 |  | 2045709 | 1 | sensor | CDU
2513782 | 38VT022173HQSS | CDU | Top-discharge | Heater | 19849598095 |  | 2045710 | 4 | other | CDU
2513782 | 38VT022173HQSS | CDU | Top-discharge | Gas collecting pipe | 19849283169B |  | 2044574 | 1 | other | CDU
2513782 | 38VT022173HQSS | CDU | Top-discharge | Front panel | 19849890712E |  | 2044491 | 1 | other | CDU
2513782 | 38VT022173HQSS | CDU | Top-discharge | beam | 19849176225A |  | 2044214 | 1 | other | CDU
2513782 | 38VT022173HQSS | CDU | Top-discharge | screw | 19989349666A |  | 2043967 | 1 | other | CDU
2513782 | 38VT022173HQSS | CDU | Top-discharge | screw | 19989349745F |  | 2043971 | / | other | CDU
2513782 | 38VT022173HQSS | CDU | Top-discharge | The tube plate post | 19849879230 |  | 2044292 | / | other | CDU
2513782 | 38VT022173HQSS | CDU | Top-discharge | Sensor clip | 19849799149 |  | 2045711 | 1 | Sensor | CDU
2513782 | 38VT022173HQSS | CDU | Top-discharge | tube sheet | 19849890158A |  | 2044090 | 3 | other | CDU
2513782 | 38VT022173HQSS | CDU | Top-discharge | distributor | 19849283628 |  | 2044461 | 1 | distributor | CDU
2513782 | 38VT022173HQSS | CDU | Top-discharge | Grille | 19849890716A |  | 2044322 | 2 | other | CDU
2513782 | 38VT022173HQSS | CDU | Top-discharge | Middle column | 19849890226E |  | 2044193 | 1 | other | CDU
2513782 | 38VT022173HQSS | CDU | Top-discharge | Left side panel | 19849879047 |  | 2044560 | 1 | other | CDU
2513782 | 38VT022173HQSS | CDU | Top-discharge | Back guard plate | 19849879237 |  | 2044423 | 1 | other | CDU
2513782 | 38VT022173HQSS | CDU | Top-discharge | Right side panel | 19849879046 |  | 2044555 | 1 | other | CDU
2513782 | 38VT022173HQSS | CDU | Top-discharge | Air-out grille | 19849890166A |  | 2044398 | 2 | other | CDU
2513782 | 38VT022173HQSS | CDU | Top-discharge | Top cover | 19849879236 |  | 2044501 | 1 | other | CDU
2513782 | 38VT022173HQSS | CDU | Top-discharge | Wind circle | 19849798074A |  | 2044422 | 2 | other | CDU
2513782 | 38VT022173HQSS | CDU | Top-discharge | Fan | 19849799236 |  | 2044420 | 2 | fan | CDU
2513782 | 38VT022173HQSS | CDU | Top-discharge | Motor | 19849598081 |  | 2044622 | 2 | motor | CDU
2513782 | 38VT022173HQSS | CDU | Top-discharge | Fixed plate | 19849176108 |  | 2044503 | 1 | other | CDU
2513782 | 38VT022173HQSS | CDU | Top-discharge | Suction pipe 01 | 19849283184 |  | 2044537 | 1 | other | CDU
2513782 | 38VT022173HQSS | CDU | Top-discharge | Discharge pipe 01 | 19849283185B |  | 2044441 | 1 | other | CDU
2513782 | 38VT022173HQSS | CDU | Top-discharge | Compressor | 19849289427 |  | 2044637 | 2 | compressor | CDU
2513782 | 38VT022173HQSS | CDU | Top-discharge | Gas-liquid segregator | 19849285024 |  | 2044615 | 1 | other | CDU
2513782 | 38VT022173HQSS | CDU | Top-discharge | Suction pipe 02 | 19849283183 |  | 2044528 | 1 | other | CDU
2513782 | 38VT022173HQSS | CDU | Top-discharge | Discharge pipe | 19849279067A |  | 2044430 | 1 | other | CDU
2513782 | 38VT022173HQSS | CDU | Top-discharge | High pressure switch | 19849599267 |  | 2044264 | 1 | hp Swtich | CDU
2513782 | 38VT022173HQSS | CDU | Top-discharge | Inlet pipe of SV1 solenoid valve | 19849283115 |  | 2044137 | 1 | other | CDU
2513782 | 38VT022173HQSS | CDU | Top-discharge | SV1 solenoid valve coil | 19849598043 |  | 2044274 | 1 | Magnetic Coil | CDU
2513782 | 38VT022173HQSS | CDU | Top-discharge | Solenoid valve body | 19989241156 |  | 2044249 | 2 | other | CDU
2513782 | 38VT022173HQSS | CDU | Top-discharge | Outlet pipe of SV1 | 19849281444 |  | 2044009 | 1 | other | CDU
2513782 | 38VT022173HQSS | CDU | Top-discharge | Gas outlet pipe of SV3 | 19849282834 |  | 2044209 | 1 | other | CDU
2513782 | 38VT022173HQSS | CDU | Top-discharge | Solenoid valve coil(white) | 19989547110 |  | 2044250 | 1 | Magnetic Coil | CDU
2513782 | 38VT022173HQSS | CDU | Top-discharge | Gas inlet pipe of SV3 | 19849282836C |  | 2044229 | 1 | other | CDU
2513782 | 38VT022173HQSS | CDU | Top-discharge | EEV assy. | 19849297037 |  | 2044477 | 2 | EEV | CDU
2513782 | 38VT022173HQSS | CDU | Top-discharge | Connection pipe 1 of electronic expansion valve | 19849283103C |  | 2044271 | 1 | other | CDU
2513782 | 38VT022173HQSS | CDU | Top-discharge | Connection pipe 2 of electronic expansion valve | 19849282837B |  | 2044260 | 1 | other | CDU
2513782 | 38VT022173HQSS | CDU | Top-discharge | Single-way valve | 19989240624 |  | 2044142 | 2 | other | CDU
2513782 | 38VT022173HQSS | CDU | Top-discharge | Connection pipe 3 of electronic expansion valve | 19849282871C |  | 2044234 | 1 | other | CDU
2513782 | 38VT022173HQSS | CDU | Top-discharge | Liquid inlet pipe | 19849283141 |  | 2044452 | 1 | other | CDU
2513782 | 38VT022173HQSS | CDU | Top-discharge | Gas stop valve | 19849289189 |  | 2044353 | 1 | other | CDU
2513782 | 38VT022173HQSS | CDU | Top-discharge | Gas charging pipe | 19849282814 |  | 2044330 | 1 | other | CDU
2513782 | 38VT022173HQSS | CDU | Top-discharge | 2-way stop valve | 19989294012 |  | 2044169 | 1 | Valve | CDU
2513782 | 38VT022173HQSS | CDU | Top-discharge | Unload Valve | 19849290090 |  | 2044337 | 1 | other | CDU
2513782 | 38VT022173HQSS | CDU | Top-discharge | Unload valve pipe | 19849283105 |  | 2044223 | 1 | other | CDU
2513782 | 38VT022173HQSS | CDU | Top-discharge | Outlet pipe of SV4 solenoid valve | 19849283112 |  | 2044102 | 1 | other | CDU
2513782 | 38VT022173HQSS | CDU | Top-discharge | Solenoid valve coil | 19849598042 |  | 2044273 | 1 | Magnetic Coil | CDU
2513782 | 38VT022173HQSS | CDU | Top-discharge | Dual direction solenoid valve(SV9) | 19989240628 |  | 2044262 | 2 | Valve | CDU
2513782 | 38VT022173HQSS | CDU | Top-discharge | Inlet pipe of SV4 solenoid valve | 19849283113 |  | 2044199 | 1 | Valve | CDU
2513782 | 38VT022173HQSS | CDU | Top-discharge | D pipe of 4-way valve | 19849283179 |  | 2044564 | 1 | Valve | CDU
2513782 | 38VT022173HQSS | CDU | Top-discharge | High pressure sensor | 19989547471 |  | 2045693 | 1 | HP Sensor | CDU
2513782 | 38VT022173HQSS | CDU | Top-discharge | 4-way valve | 19989242239A |  | 2044565 | 1 | Valve | CDU
2513782 | 38VT022173HQSS | CDU | Top-discharge | C pipe of 4-way valve | 19849284406B |  | 2044411 | 1 | other | CDU
2513782 | 38VT022173HQSS | CDU | Top-discharge | S pipe of 4-way valve | 19849283177B |  | 2044538 | 1 | other | CDU
2513782 | 38VT022173HQSS | CDU | Top-discharge | Connection pipe of 4-way valve D pipe | 19849282813 |  | 2044276 | 2 | other | CDU
2513782 | 38VT022173HQSS | CDU | Top-discharge | Single-way valve | 19849285080 |  | 2044389 | 2 | other | CDU
2513782 | 38VT022173HQSS | CDU | Top-discharge | Low pressure sensor | 19989547470 |  | 2045696 | 1 | LP Sensor | CDU
2513782 | 38VT022173HQSS | CDU | Top-discharge | E pipe of 4-way valve | 19849283178 |  | 2044583 | 1 | other | CDU
2513782 | 38VT022173HQSS | CDU | Top-discharge | Stop valve (19.05) | 19849284913 |  | 2044535 | 1 | other | CDU
2513782 | 38VT022173HQSS | CDU | Top-discharge | Connecting pipe of gas stop valve | 19849299585 |  | 2044247 | 1 | other | CDU
2513782 | 38VT022173HQSS | CDU | Top-discharge | Outlet pipe of SV5 solenoid valve | 19849283110 |  | 2044159 | 1 | other | CDU
2513782 | 38VT022173HQSS | CDU | Top-discharge | SV5 solenoid valve coil | 19849598049 |  | 2044275 | 1 | Magnetic Coil | CDU
2513782 | 38VT022173HQSS | CDU | Top-discharge | Inlet pipe of SV5 solenoid valve | 19849283111 |  | 2044202 | 1 | other | CDU
2513782 | 38VT022173HQSS | CDU | Top-discharge | Oil return pipe 1 | 19849283182 |  | 2044277 | 1 | other | CDU
2513782 | 38VT022173HQSS | CDU | Top-discharge | Oil return pipe 2 | 19849283181 |  | 2044252 | 1 | other | CDU
2513782 | 38VT022173HQSS | CDU | Top-discharge | Capacitor board | 19849598136 |  | 2044600 | 2 | PCB | CDU
2513782 | 38VT022173HQSS | CDU | Top-discharge | Filter | 19849598133 |  | 2044573 | 2 | PCB | CDU
2513782 | 38VT022173HQSS | CDU | Top-discharge | Reactor | 19989547927 |  | 2044482 | 2 | pcb | CDU
2513782 | 38VT022173HQSS | CDU | Top-discharge | Terminal block | 19989548764E |  | 2044082 | 1 | Other | CDU
2513782 | 38VT022173HQSS | CDU | Top-discharge | Terminal block for power supply | 19849598092 |  | 2044393 | 1 | other | CDU
2513782 | 38VT022173HQSS | CDU | Top-discharge | Plastic pedestal | 19849798028 |  | 2044212 | 1 | other | CDU
2513782 | 38VT022173HQSS | CDU | Top-discharge | PCB | 19848199743 |  | 2044609 | 1 | pcb | CDU
2513782 | 38VT022173HQSS | CDU | Top-discharge | Compressor driver board + radiator | 19848199739 |  | 2044628 | 2 | pcb | CDU
2513782 | 38VT022173HQSS | CDU | Top-discharge | Electrical box assy. | 19849177383B |  | 2044643 | 1 | PCB | CDU
2513782 | 38VT022173HQSS | CDU | Top-discharge | Td2 sensor | 19849598084 |  | 2045712 | 1 | sensor | CDU
2513782 | 38VT022173HQSS | CDU | Top-discharge | Toil2 sensor | 19849598082 |  | 2045713 | 1 | sensor | CDU
2513782 | 38VT022173HQSS | CDU | Top-discharge | Condensor assy. | 19849142306 |  | 2044639 | 1 | COIL | CDU
2513780 | 38VT018173HQSS | CDU | Top-discharge | Plastic handle | 19849798076B |  | 2044008 | 1 | other | CDU
2513780 | 38VT018173HQSS | CDU | Top-discharge | Service plate | 19849879049 |  | 2044511 | 1 | other | CDU
2513780 | 38VT018173HQSS | CDU | Top-discharge | Front panel | 19849879242 |  | 2044496 | 1 | other | CDU
2513780 | 38VT018173HQSS | CDU | Top-discharge | Lower front panel | 19849890700E |  | 2044293 | 1 | other | CDU
2513780 | 38VT018173HQSS | CDU | Top-discharge | Bottom plate | 19849177164G |  | 2044597 | 1 | others | CDU
2513780 | 38VT018173HQSS | CDU | Top-discharge | Support plate | 19849177166A |  | 2044105 | 1 | other | CDU
2513780 | 38VT018173HQSS | CDU | Top-discharge | Valve seat | 19849890735 |  | 2044248 | 1 | other | CDU
2513780 | 38VT018173HQSS | CDU | Top-discharge | Upper liquid collecting pipe | 19849283155B |  | 2044540 | 1 | other | CDU
2513780 | 38VT018173HQSS | CDU | Top-discharge | Lower liquid collecting pipe | 19849282838B |  | 2044539 | 1 | other | CDU
2513780 | 38VT018173HQSS | CDU | Top-discharge | Toci1/Tsacc sensor | 19849598088 |  | 2045705 | 2 | sensor | CDU
2513780 | 38VT018173HQSS | CDU | Top-discharge | Tdef sensor | 19849598086 |  | 2045706 | 1 | sensor | CDU
2513780 | 38VT018173HQSS | CDU | Top-discharge | Tao sensor | 19849598089 |  | 2045707 | 1 | sensor | CDU
2513780 | 38VT018173HQSS | CDU | Top-discharge | Td1 sensor | 19849598085 |  | 2045708 | 1 | sensor | CDU
2513780 | 38VT018173HQSS | CDU | Top-discharge | Toil1 sensor | 19849598083 |  | 2045709 | 1 | sensor | CDU
2513780 | 38VT018173HQSS | CDU | Top-discharge | Heater | 19849598095 |  | 2045710 | 2 | other | CDU
2513780 | 38VT018173HQSS | CDU | Top-discharge | Gas collecting pipe | 19849282821B |  | 2044541 | 1 | others | CDU
2513780 | 38VT018173HQSS | CDU | Top-discharge | Front panel | 19849879238 |  | 2044306 | 1 | others | CDU
2513780 | 38VT018173HQSS | CDU | Top-discharge | beam | 19849176225A |  | 2044214 | 1 | other | CDU
2513780 | 38VT018173HQSS | CDU | Top-discharge | screw | 19989349666A |  | 2043967 | 1 | other | CDU
2513780 | 38VT018173HQSS | CDU | Top-discharge | screw | 19989349745F |  | 2043971 | 1 | other | CDU
2513780 | 38VT018173HQSS | CDU | Top-discharge | The tube plate post | 19849879230 |  | 2044292 | 3 | other | CDU
2513780 | 38VT018173HQSS | CDU | Top-discharge | Sensor clip | 19849799149 |  | 2045711 | 1 | Sensor | CDU
2513780 | 38VT018173HQSS | CDU | Top-discharge | tube sheet | 19849890158A |  | 2044090 | 2 | other | CDU
2513780 | 38VT018173HQSS | CDU | Top-discharge | distributor | 19849283628 |  | 2044461 | 1 | distributor | CDU
2513780 | 38VT018173HQSS | CDU | Top-discharge | Grille | 19849859067 |  | 2044258 | 2 | others | CDU
2513780 | 38VT018173HQSS | CDU | Top-discharge | Middle column | 19849890226E |  | 2044193 | 1 | other | CDU
2513780 | 38VT018173HQSS | CDU | Top-discharge | Left side panel | 19849879047 |  | 2044560 | 1 | other | CDU
2513780 | 38VT018173HQSS | CDU | Top-discharge | Back guard plate | 19849879237 |  | 2044423 | 1 | other | CDU
2513780 | 38VT018173HQSS | CDU | Top-discharge | Right side panel | 19849879046 |  | 2044555 | 1 | other | CDU
2513780 | 38VT018173HQSS | CDU | Top-discharge | Air-out grille | 19849890166 |  | 2044397 | 2 | others | CDU
2513780 | 38VT018173HQSS | CDU | Top-discharge | Top cover | 19849879236 |  | 2044501 | 1 | other | CDU
2513780 | 38VT018173HQSS | CDU | Top-discharge | Wind circle | 19849798074A |  | 2044422 | 2 | other | CDU
2513780 | 38VT018173HQSS | CDU | Top-discharge | Fan | 19849799236 |  | 2044420 | 2 | fan | CDU
2513780 | 38VT018173HQSS | CDU | Top-discharge | Motor | 19849598081 |  | 2044622 | 2 | motor | CDU
2513780 | 38VT018173HQSS | CDU | Top-discharge | Fixed plate | 19849176108 |  | 2044503 | 1 | other | CDU
2513780 | 38VT018173HQSS | CDU | Top-discharge | Suction pipe | 19849283037 |  | 2044457 | 1 | others | CDU
2513780 | 38VT018173HQSS | CDU | Top-discharge | Discharge pipe | 19849283038B |  | 2044426 | 1 | others | CDU
2513780 | 38VT018173HQSS | CDU | Top-discharge | Compressor | 19849283013 |  | 2044641 | 1 | Compressor | CDU
2513780 | 38VT018173HQSS | CDU | Top-discharge | Gas-liquid segregator | 19849285081 |  | 2044613 | 1 | other | CDU
2513780 | 38VT018173HQSS | CDU | Top-discharge | High pressure switch | 19849599267 |  | 2044264 | 1 | hp Swtich | CDU
2513780 | 38VT018173HQSS | CDU | Top-discharge | Inlet pipe of SV1 solenoid valve | 19849283115 |  | 2044137 | 1 | other | CDU
2513780 | 38VT018173HQSS | CDU | Top-discharge | SV1 solenoid valve coil | 19849598043 |  | 2044274 | 1 | Magnetic Coil | CDU
2513780 | 38VT018173HQSS | CDU | Top-discharge | solenoid valve body | 19989241156 |  | 2044249 | 2 | other | CDU
2513780 | 38VT018173HQSS | CDU | Top-discharge | Outlet pipe of SV1 | 19849281444 |  | 2044009 | 1 | other | CDU
2513780 | 38VT018173HQSS | CDU | Top-discharge | Gas outlet pipe of SV3 | 19849282834 |  | 2044209 | 1 | other | CDU
2513780 | 38VT018173HQSS | CDU | Top-discharge | Solenoid valve coil(white) | 19989547110 |  | 2044250 | 1 | Magnetic Coil | CDU
2513780 | 38VT018173HQSS | CDU | Top-discharge | Gas inlet pipe of SV3 | 19849282836C |  | 2044229 | 1 | other | CDU
2513780 | 38VT018173HQSS | CDU | Top-discharge | EEV body | 19849297037 |  | 2044477 | 2 | EEV | CDU
2513780 | 38VT018173HQSS | CDU | Top-discharge | Connection pipe 1 of electronic expansion valve | 19849283103C |  | 2044271 | 1 | other | CDU
2513780 | 38VT018173HQSS | CDU | Top-discharge | Connection pipe 2 of electronic expansion valve | 19849282837B |  | 2044260 | 1 | other | CDU
2513780 | 38VT018173HQSS | CDU | Top-discharge | Single-way valve | 19989240624 |  | 2044142 | 2 | other | CDU
2513780 | 38VT018173HQSS | CDU | Top-discharge | Connection pipe 3 of electronic expansion valve | 19849282871C |  | 2044234 | 1 | other | CDU
2513780 | 38VT018173HQSS | CDU | Top-discharge | Liquid inlet pipe | 19849283141 |  | 2044452 | 1 | other | CDU
2513780 | 38VT018173HQSS | CDU | Top-discharge | Gas stop valve | 19849289189 |  | 2044353 | 1 | other | CDU
2513780 | 38VT018173HQSS | CDU | Top-discharge | Gas charging pipe | 19849282814 |  | 2044330 | 1 | other | CDU
2513780 | 38VT018173HQSS | CDU | Top-discharge | 2-way stop valve | 19989294012 |  | 2044169 | 1 | Valve | CDU
2513780 | 38VT018173HQSS | CDU | Top-discharge | Unload Valve | 19849290090 |  | 2044337 | 1 | other | CDU
2513780 | 38VT018173HQSS | CDU | Top-discharge | Unload valve pipe | 19849283105 |  | 2044223 | 1 | other | CDU
2513780 | 38VT018173HQSS | CDU | Top-discharge | Gas outlet pipe of solenoid valve | 19849283118 |  | 2044115 | 1 | other | CDU
2513780 | 38VT018173HQSS | CDU | Top-discharge | Solenoid valve coil | 19849598042 |  | 2044273 | 1 | Magnetic Coil | CDU
2513780 | 38VT018173HQSS | CDU | Top-discharge | Dual direction solenoid valve(SV9) | 19989240628 |  | 2044262 | 1 | Valve | CDU
2513780 | 38VT018173HQSS | CDU | Top-discharge | Inlet pipe of SV4 solenoid valve | 19849282831 |  | 2044122 | 1 | others | CDU
2513780 | 38VT018173HQSS | CDU | Top-discharge | D pipe of 4-way valve | 19849282698 |  | 2044492 | 1 | Valve | CDU
2513780 | 38VT018173HQSS | CDU | Top-discharge | High pressure sensor | 19989547471 |  | 2045693 | 1 | HP Sensor | CDU
2513780 | 38VT018173HQSS | CDU | Top-discharge | 4-way valve | 19989242239A |  | 2044565 | 1 | Valve | CDU
2513780 | 38VT018173HQSS | CDU | Top-discharge | C pipe of 4-way valve | 19849284406B |  | 2044411 | 1 | other | CDU
2513780 | 38VT018173HQSS | CDU | Top-discharge | S pipe of 4-way valve | 19849282619B |  | 2044483 | 1 | Valve | CDU
2513780 | 38VT018173HQSS | CDU | Top-discharge | Connection pipe of 4-way valve D pipe | 19849282813 |  | 2044276 | 1 | other | CDU
2513780 | 38VT018173HQSS | CDU | Top-discharge | Single-way valve | 19849285080 |  | 2044389 | 1 | other | CDU
2513780 | 38VT018173HQSS | CDU | Top-discharge | Low pressure sensor | 19989547470 |  | 2045696 | 1 | LP Sensor | CDU
2513780 | 38VT018173HQSS | CDU | Top-discharge | E pipe of 4-way valve | 19849283178 |  | 2044583 | 1 | other | CDU
2513780 | 38VT018173HQSS | CDU | Top-discharge | Stop valve (19.05) | 19849284913 |  | 2044535 | 1 | other | CDU
2513780 | 38VT018173HQSS | CDU | Top-discharge | Connecting pipe of gas stop valve | 19849299585 |  | 2044247 | 1 | other | CDU
2513780 | 38VT018173HQSS | CDU | Top-discharge | Oil return pipe | 19849283036 |  | 2044227 | 1 | others | CDU
2513780 | 38VT018173HQSS | CDU | Top-discharge | Capacitor board | 19849598136A |  | 2044576 | 2 | PCB | CDU
2513780 | 38VT018173HQSS | CDU | Top-discharge | Filter | 19849598133 |  | 2044573 | 2 | PCB | CDU
2513780 | 38VT018173HQSS | CDU | Top-discharge | Reactor | 19849598128 |  | 2044545 | 2 | pcb | CDU
2513780 | 38VT018173HQSS | CDU | Top-discharge | Terminal block | 19989548764E |  | 2044082 | 1 | Other | CDU
2513780 | 38VT018173HQSS | CDU | Top-discharge | Terminal block for power supply | 19849598092 |  | 2044393 | 1 | other | CDU
2513780 | 38VT018173HQSS | CDU | Top-discharge | Plastic pedestal | 19849798028 |  | 2044212 | 1 | other | CDU
2513780 | 38VT018173HQSS | CDU | Top-discharge | PCB | 19848199743 |  | 2044609 | 1 | pcb | CDU
2513780 | 38VT018173HQSS | CDU | Top-discharge | Compressor driver board + radiator | 19848199738 |  | 2044627 | 2 | PCB | CDU
2513780 | 38VT018173HQSS | CDU | Top-discharge | Electrical box assy. | 19849174500B |  | 2044638 | 1 | PCB | CDU
2513780 | 38VT018173HQSS | CDU | Top-discharge | Condensor assy. | 19849161900 |  | 2044633 | 1 | Coil | CDU
2513781 | 38VT020173HQSS | CDU | Top-discharge | Front panel | 19849879242 |  | 2044496 | 1 | other | CDU
2513781 | 38VT020173HQSS | CDU | Top-discharge | Service plate | 19849879049 |  | 2044511 | 1 | other | CDU
2513781 | 38VT020173HQSS | CDU | Top-discharge | Plastic handle | 19849798076B |  | 2044008 | 1 | other | CDU
2513781 | 38VT020173HQSS | CDU | Top-discharge | Lower front panel | 19849890700E |  | 2044293 | 1 | other | CDU
2513781 | 38VT020173HQSS | CDU | Top-discharge | Bottom plate | 19849177164E |  | 2044596 | 1 | other | CDU
2513781 | 38VT020173HQSS | CDU | Top-discharge | Electrical box assy. | 19849177384B |  | 2044642 | 1 | PCB | CDU
2513781 | 38VT020173HQSS | CDU | Top-discharge | Upper liquid collecting pipe | 19849283168B |  | 2044536 | 1 | other | CDU
2513781 | 38VT020173HQSS | CDU | Top-discharge | Heater | 19849598095 |  | 2045710 | 4 | other | CDU
2513781 | 38VT020173HQSS | CDU | Top-discharge | Lower liquid collecting pipe | 19849282839B |  | 2044532 | 1 | other | CDU
2513781 | 38VT020173HQSS | CDU | Top-discharge | Defrosting temp. sensor | 19849598086 |  | 2045706 | 1 | sensor | CDU
2513781 | 38VT020173HQSS | CDU | Top-discharge | Support plate | 19849177166A |  | 2044105 | 1 | other | CDU
2513781 | 38VT020173HQSS | CDU | Top-discharge | Valve seat | 19849890735 |  | 2044248 | 1 | other | CDU
2513781 | 38VT020173HQSS | CDU | Top-discharge | Oil temp.sleeve pipe | 19989245024 |  | 2044158 | 2 | other | CDU
2513781 | 38VT020173HQSS | CDU | Top-discharge | Gas collecting pipe | 19849283169B |  | 2044574 | 1 | other | CDU
2513781 | 38VT020173HQSS | CDU | Top-discharge | Gas pipe temp.sensor | 19849598088 |  | 2045705 | 2 | sensor | CDU
2513781 | 38VT020173HQSS | CDU | Top-discharge | Condensor assy. | 19849142306 |  | 2044639 | 1 | COIL | CDU
2513781 | 38VT020173HQSS | CDU | Top-discharge | Front panel | 19849890712E |  | 2044491 | 2 | other | CDU
2513781 | 38VT020173HQSS | CDU | Top-discharge | beam | 19849176225A |  | 2044214 | 1 | other | CDU
2513781 | 38VT020173HQSS | CDU | Top-discharge | screw | 19989349666A |  | 2043967 | / | other | CDU
2513781 | 38VT020173HQSS | CDU | Top-discharge | screw | 19989349745F |  | 2043971 | / | other | CDU
2513781 | 38VT020173HQSS | CDU | Top-discharge | Grille | 19849890716A |  | 2044322 | 2 | other | CDU
2513781 | 38VT020173HQSS | CDU | Top-discharge | distributor | 19849283628 |  | 2044461 | 1 | distributor | CDU
2513781 | 38VT020173HQSS | CDU | Top-discharge | tube sheet | 19849890158A |  | 2044090 | 1 | other | CDU
2513781 | 38VT020173HQSS | CDU | Top-discharge | Ambient temp. sensor | 19849598089 |  | 2045707 | 1 | Sensor | CDU
2513781 | 38VT020173HQSS | CDU | Top-discharge | Sensor clip | 19849799149 |  | 2045711 | 1 | Sensor | CDU
2513781 | 38VT020173HQSS | CDU | Top-discharge | The tube plate post | 19849879230 |  | 2044292 | 1 | other | CDU
2513781 | 38VT020173HQSS | CDU | Top-discharge | Middle column | 19849890226E |  | 2044193 | 1 | other | CDU
2513781 | 38VT020173HQSS | CDU | Top-discharge | Left side panel | 19849879047 |  | 2044560 | 1 | other | CDU
2513781 | 38VT020173HQSS | CDU | Top-discharge | Back guard plate | 19849879237 |  | 2044423 | 1 | other | CDU
2513781 | 38VT020173HQSS | CDU | Top-discharge | Right side panel | 19849879046 |  | 2044555 | 1 | other | CDU
2513781 | 38VT020173HQSS | CDU | Top-discharge | Shock pad | 19849485248A |  | 2044059 | 1 | other | CDU
2513781 | 38VT020173HQSS | CDU | Top-discharge | Air-out grille | 19849890166A |  | 2044398 | 2 | other | CDU
2513781 | 38VT020173HQSS | CDU | Top-discharge | Top cover | 19849879236 |  | 2044501 | 1 | other | CDU
2513781 | 38VT020173HQSS | CDU | Top-discharge | Wind circle | 19849798074A |  | 2044422 | 2 | other | CDU
2513781 | 38VT020173HQSS | CDU | Top-discharge | Fan | 19849799236 |  | 2044420 | 2 | fan | CDU
2513781 | 38VT020173HQSS | CDU | Top-discharge | Motor | 19849598081 |  | 2044622 | 2 | motor | CDU
2513781 | 38VT020173HQSS | CDU | Top-discharge | Fixed plate | 19849176108 |  | 2044503 | 1 | other | CDU
2513781 | 38VT020173HQSS | CDU | Top-discharge | Compressor air return pipe 01 | 19849280973 |  | 2044476 | 1 | other | CDU
2513781 | 38VT020173HQSS | CDU | Top-discharge | Compressor air discharge pipe 01 | 19849280970 |  | 2044403 | 1 | other | CDU
2513781 | 38VT020173HQSS | CDU | Top-discharge | Compressor | 19849289429 |  | 2044631 | 2 | compressor | CDU
2513781 | 38VT020173HQSS | CDU | Top-discharge | High pressure switch | 19849599267 |  | 2044264 | 1 | hp Swtich | CDU
2513781 | 38VT020173HQSS | CDU | Top-discharge | Compressor air return pipe 02 | 19849280972 |  | 2044467 | 1 | other | CDU
2513781 | 38VT020173HQSS | CDU | Top-discharge | Compressor air discharge pipe 02 | 19849280969 |  | 2044383 | 1 | other | CDU
2513781 | 38VT020173HQSS | CDU | Top-discharge | Gas-liquid segregator | 19849285024 |  | 2044615 | 1 | other | CDU
2513781 | 38VT020173HQSS | CDU | Top-discharge | Discharge temp. sensor | 19849598085 |  | 2045708 | 1 | sensor | CDU
2513781 | 38VT020173HQSS | CDU | Top-discharge | Oil temp. sensor01 | 19849598083 |  | 2045709 | 1 | sensor | CDU
2513781 | 38VT020173HQSS | CDU | Top-discharge | Discharge temp. sensor | 19849598084 |  | 2045712 | 1 | sensor | CDU
2513781 | 38VT020173HQSS | CDU | Top-discharge | Oil temp. sensor02 | 19849598082 |  | 2045713 | 1 | sensor | CDU
2513781 | 38VT020173HQSS | CDU | Top-discharge | Inlet pipe of SV1 solenoid valve | 19849283115 |  | 2044137 | 1 | other | CDU
2513781 | 38VT020173HQSS | CDU | Top-discharge | SV1 solenoid valve coil | 19849598043 |  | 2044274 | 1 | Magnetic Coil | CDU
2513781 | 38VT020173HQSS | CDU | Top-discharge | Solenoid valve body | 19989241156 |  | 2044249 | 2 | other | CDU
2513781 | 38VT020173HQSS | CDU | Top-discharge | Outlet pipe of SV1 | 19849281444 |  | 2044009 | 1 | other | CDU
2513781 | 38VT020173HQSS | CDU | Top-discharge | Gas outlet pipe of SV3 | 19849282834 |  | 2044209 | 1 | other | CDU
2513781 | 38VT020173HQSS | CDU | Top-discharge | Solenoid valve coil(white) | 19989547110 |  | 2044250 | 1 | Magnetic Coil | CDU
2513781 | 38VT020173HQSS | CDU | Top-discharge | Gas inlet pipe of SV3 | 19849282836C |  | 2044229 | 1 | other | CDU
2513781 | 38VT020173HQSS | CDU | Top-discharge | Gas charging pipe | 19849282814 |  | 2044330 | 1 | other | CDU
2513781 | 38VT020173HQSS | CDU | Top-discharge | 2-way stop valve | 19989294012 |  | 2044169 | 1 | Valve | CDU
2513781 | 38VT020173HQSS | CDU | Top-discharge | EEV assy. | 19849297037 |  | 2044477 | 2 | EEV | CDU
2513781 | 38VT020173HQSS | CDU | Top-discharge | Connection pipe 1 of electronic expansion valve | 19849283103C |  | 2044271 | 1 | other | CDU
2513781 | 38VT020173HQSS | CDU | Top-discharge | Connection pipe 2 of electronic expansion valve | 19849282837B |  | 2044260 | 1 | other | CDU
2513781 | 38VT020173HQSS | CDU | Top-discharge | Single-way valve | 19989240624 |  | 2044142 | 2 | other | CDU
2513781 | 38VT020173HQSS | CDU | Top-discharge | Connection pipe 3 of electronic expansion valve | 19849282871C |  | 2044234 | 1 | other | CDU
2513781 | 38VT020173HQSS | CDU | Top-discharge | Liquid inlet pipe | 19849283141 |  | 2044452 | 1 | other | CDU
2513781 | 38VT020173HQSS | CDU | Top-discharge | Gas stop valve | 19849289189 |  | 2044353 | 1 | other | CDU
2513781 | 38VT020173HQSS | CDU | Top-discharge | Unload Valve | 19849290090 |  | 2044337 | 1 | other | CDU
2513781 | 38VT020173HQSS | CDU | Top-discharge | Unload valve pipe | 19849283105 |  | 2044223 | 1 | other | CDU
2513781 | 38VT020173HQSS | CDU | Top-discharge | Outlet pipe of SV4 solenoid valve | 19849283112 |  | 2044102 | 1 | other | CDU
2513781 | 38VT020173HQSS | CDU | Top-discharge | Solenoid valve coil | 19849598042 |  | 2044273 | 1 | Magnetic Coil | CDU
2513781 | 38VT020173HQSS | CDU | Top-discharge | Dual direction solenoid valve(SV9) | 19989240628 |  | 2044262 | 2 | Valve | CDU
2513781 | 38VT020173HQSS | CDU | Top-discharge | Inlet pipe of SV4 | 19849280965 |  | 2044150 | 1 | other | CDU
2513781 | 38VT020173HQSS | CDU | Top-discharge | Oil return pipe 01 | 19849280968 |  | 2044203 | 1 | other | CDU
2513781 | 38VT020173HQSS | CDU | Top-discharge | Stop valve (19.05) | 19849284913 |  | 2044535 | 1 | other | CDU
2513781 | 38VT020173HQSS | CDU | Top-discharge | Connecting pipe of gas stop valve | 19849299585 |  | 2044247 | 1 | other | CDU
2513781 | 38VT020173HQSS | CDU | Top-discharge | Oil return pipe 02 | 19849280967 |  | 2044207 | 1 | other | CDU
2513781 | 38VT020173HQSS | CDU | Top-discharge | D pipe of 4-way valve | 19849283179 |  | 2044564 | 1 | Valve | CDU
2513781 | 38VT020173HQSS | CDU | Top-discharge | High pressure sensor | 19989547471 |  | 2045693 | 1 | HP Sensor | CDU
2513781 | 38VT020173HQSS | CDU | Top-discharge | 4-way valve | 19989242239A |  | 2044565 | 1 | Valve | CDU
2513781 | 38VT020173HQSS | CDU | Top-discharge | C pipe of 4-way valve | 19849284406B |  | 2044411 | 1 | other | CDU
2513781 | 38VT020173HQSS | CDU | Top-discharge | S pipe of 4-way valve | 19849283177B |  | 2044538 | 1 | other | CDU
2513781 | 38VT020173HQSS | CDU | Top-discharge | Connection pipe of 4-way valve D pipe | 19849282813 |  | 2044276 | 2 | other | CDU
2513781 | 38VT020173HQSS | CDU | Top-discharge | Single-way valve | 19849285080 |  | 2044389 | 2 | other | CDU
2513781 | 38VT020173HQSS | CDU | Top-discharge | Low pressure sensor | 19989547470 |  | 2045696 | 1 | LP Sensor | CDU
2513781 | 38VT020173HQSS | CDU | Top-discharge | E pipe of 4-way valve | 19849283178 |  | 2044583 | 1 | other | CDU
2513781 | 38VT020173HQSS | CDU | Top-discharge | Outlet pipe of SV5 | 19849280961 |  | 2044106 | 1 | other | CDU
2513781 | 38VT020173HQSS | CDU | Top-discharge | SV5 solenoid valve coil | 19849598049 |  | 2044275 | 1 | Magnetic Coil | CDU
2513781 | 38VT020173HQSS | CDU | Top-discharge | Inlet pipe of SV5 | 19849280962 |  | 2044124 | 1 | other | CDU
2513781 | 38VT020173HQSS | CDU | Top-discharge | Compressor driver board + radiator | 19848199741 |  | 2044623 | 2 | pcb | CDU
2513781 | 38VT020173HQSS | CDU | Top-discharge | Capacitor board | 19849598136A |  | 2044576 | 2 | PCB | CDU
2513781 | 38VT020173HQSS | CDU | Top-discharge | Filter | 19849598133 |  | 2044573 | 2 | PCB | CDU
2513781 | 38VT020173HQSS | CDU | Top-discharge | Reactor | 19989547927 |  | 2044482 | 2 | pcb | CDU
2513781 | 38VT020173HQSS | CDU | Top-discharge | Terminal block | 19989548764E |  | 2044082 | 1 | Other | CDU
2513781 | 38VT020173HQSS | CDU | Top-discharge | Terminal block for power supply | 19849598092 |  | 2044393 | 1 | other | CDU
2513781 | 38VT020173HQSS | CDU | Top-discharge | Plastic pedestal | 19849798028 |  | 2044212 | 1 | other | CDU
2513781 | 38VT020173HQSS | CDU | Top-discharge | PCB | 19848199743 |  | 2044609 | 1 | pcb | CDU
2513779 | 38VT016173HQSS | CDU | Top-discharge | Plastic handle | 19849798076B |  | 2044008 | 1 | other | CDU
2513779 | 38VT016173HQSS | CDU | Top-discharge | Service plate | 19849879052 |  | 2044487 | 1 | other | CDU
2513779 | 38VT016173HQSS | CDU | Top-discharge | Front panel | 19849879225 |  | 2044463 | 1 | other | CDU
2513779 | 38VT016173HQSS | CDU | Top-discharge | Lower front panel | 19849890736E |  | 2044269 | 1 | other | CDU
2513779 | 38VT016173HQSS | CDU | Top-discharge | Bottom plate | 19849177243E |  | 2044552 | 1 | other | CDU
2513779 | 38VT016173HQSS | CDU | Top-discharge | Support plate | 19849177166A |  | 2044105 | 1 | other | CDU
2513779 | 38VT016173HQSS | CDU | Top-discharge | Valve seat | 19849890735 |  | 2044248 | 1 | other | CDU
2513779 | 38VT016173HQSS | CDU | Top-discharge | Upper liquid collecting pipe | 19849283168B |  | 2044536 | 1 | other | CDU
2513779 | 38VT016173HQSS | CDU | Top-discharge | Lower liquid collecting pipe | 19849282839B |  | 2044532 | 1 | other | CDU
2513779 | 38VT016173HQSS | CDU | Top-discharge | Toci1/Ts sensor | 19849598088 |  | 2045705 | 2 | sensor | CDU
2513779 | 38VT016173HQSS | CDU | Top-discharge | Tdef sensor | 19849598086 |  | 2045706 | 1 | sensor | CDU
2513779 | 38VT016173HQSS | CDU | Top-discharge | Tao sensor | 19849598089 |  | 2045707 | 1 | sensor | CDU
2513779 | 38VT016173HQSS | CDU | Top-discharge | Td1 sensor | 19849598085 |  | 2045708 | 1 | sensor | CDU
2513779 | 38VT016173HQSS | CDU | Top-discharge | Toil1 sensor | 19849598083 |  | 2045709 | 1 | sensor | CDU
2513779 | 38VT016173HQSS | CDU | Top-discharge | Heater | 19849598095 |  | 2045710 | 2 | other | CDU
2513779 | 38VT016173HQSS | CDU | Top-discharge | Gas collecting pipe | 19849283063B |  | 2044581 | 1 | other | CDU
2513779 | 38VT016173HQSS | CDU | Top-discharge | The tube plate post | 19849879230 |  | 2044292 | 1 | other | CDU
2513779 | 38VT016173HQSS | CDU | Top-discharge | Front panel | 19849879224 |  | 2044328 | 1 | other | CDU
2513779 | 38VT016173HQSS | CDU | Top-discharge | front beam | 19849879229 |  | 2044163 | 1 | other | CDU
2513779 | 38VT016173HQSS | CDU | Top-discharge | screw | 19989349666A |  | 2043967 | 1 | other | CDU
2513779 | 38VT016173HQSS | CDU | Top-discharge | screw | 19989349745F |  | 2043971 | 3 | other | CDU
2513779 | 38VT016173HQSS | CDU | Top-discharge | sensor clip | 19849799149 |  | 2045711 | 1 | Sensor | CDU
2513779 | 38VT016173HQSS | CDU | Top-discharge | Left side panel | 19849879047 |  | 2044560 | 1 | other | CDU
2513779 | 38VT016173HQSS | CDU | Top-discharge | Right side panel | 19849879046 |  | 2044555 | 1 | other | CDU
2513779 | 38VT016173HQSS | CDU | Top-discharge | Grille | 19849890717A |  | 2044358 | 1 | other | CDU
2513779 | 38VT016173HQSS | CDU | Top-discharge | Back guard plate | 19849879223 |  | 2044357 | 1 | other | CDU
2513779 | 38VT016173HQSS | CDU | Top-discharge | Air-out grille | 19849890167A |  | 2044432 | 1 | other | CDU
2513779 | 38VT016173HQSS | CDU | Top-discharge | Top cover | 19849879222 |  | 2044460 | 1 | other | CDU
2513779 | 38VT016173HQSS | CDU | Top-discharge | Wind circle | 19849798079 |  | 2044455 | 1 | other | CDU
2513779 | 38VT016173HQSS | CDU | Top-discharge | Fan | 19849798075 |  | 2044442 | 1 | fan | CDU
2513779 | 38VT016173HQSS | CDU | Top-discharge | Motor | 19849598080B |  | 2044621 | 1 | motor | CDU
2513779 | 38VT016173HQSS | CDU | Top-discharge | Fixed plate | 19849177244 |  | 2044410 | 1 | other | CDU
2513779 | 38VT016173HQSS | CDU | Top-discharge | Compressor | 19849289425A |  | 2044640 | 1 | compressor | CDU
2513779 | 38VT016173HQSS | CDU | Top-discharge | Gas-liquid segregator | 19849285081 |  | 2044613 | 1 | other | CDU
2513779 | 38VT016173HQSS | CDU | Top-discharge | Suction pipe | 19849282835 |  | 2044529 | 1 | other | CDU
2513779 | 38VT016173HQSS | CDU | Top-discharge | Discharge pipe | 19849283186B |  | 2044435 | 1 | other | CDU
2513779 | 38VT016173HQSS | CDU | Top-discharge | High pressure switch | 19849599267 |  | 2044264 | 1 | hp Swtich | CDU
2513779 | 38VT016173HQSS | CDU | Top-discharge | EEV assy. | 19849297037 |  | 2044477 | 2 | EEV | CDU
2513779 | 38VT016173HQSS | CDU | Top-discharge | Connection pipe 1 of electronic expansion valve | 19849283103C |  | 2044271 | 1 | other | CDU
2513779 | 38VT016173HQSS | CDU | Top-discharge | Single-way valve | 19989240624 |  | 2044142 | 2 | other | CDU
2513779 | 38VT016173HQSS | CDU | Top-discharge | Connection pipe 2 of electronic expansion valve | 19849282837B |  | 2044260 | 1 | other | CDU
2513779 | 38VT016173HQSS | CDU | Top-discharge | Connection pipe 3 of electronic expansion valve | 19849282871C |  | 2044234 | 1 | other | CDU
2513779 | 38VT016173HQSS | CDU | Top-discharge | Liquid pipe stop valve | 19849289187 |  | 2044302 | 1 | other | CDU
2513779 | 38VT016173HQSS | CDU | Top-discharge | Liquid inlet pipe | 19849283142 |  | 2044405 | 1 | other | CDU
2513779 | 38VT016173HQSS | CDU | Top-discharge | SV1 solenoid valve coil | 19849598043 |  | 2044274 | 1 | Magnetic Coil | CDU
2513779 | 38VT016173HQSS | CDU | Top-discharge | solenoid valve body | 19989241156 |  | 2044249 | 2 | other | CDU
2513779 | 38VT016173HQSS | CDU | Top-discharge | Gas inlet pipe of SV1 | 19849281444 |  | 2044009 | 1 | other | CDU
2513779 | 38VT016173HQSS | CDU | Top-discharge | Gas outlet pipe of SV1 | 19849278781 |  | 2044081 | 1 | other | CDU
2513779 | 38VT016173HQSS | CDU | Top-discharge | Gas charging pipe | 19849282827 |  | 2044313 | 1 | other | CDU
2513779 | 38VT016173HQSS | CDU | Top-discharge | 2-way stop valve | 19989294012 |  | 2044169 | 1 | Valve | CDU
2513779 | 38VT016173HQSS | CDU | Top-discharge | Gas outlet pipe of SV3 | 19849282833 |  | 2044192 | 1 | other | CDU
2513779 | 38VT016173HQSS | CDU | Top-discharge | Solenoid valve coil(white) | 19989547110 |  | 2044250 | 1 | Magnetic Coil | CDU
2513779 | 38VT016173HQSS | CDU | Top-discharge | Gas inlet pipe of SV3 | 19849282836C |  | 2044229 | 1 | other | CDU
2513779 | 38VT016173HQSS | CDU | Top-discharge | Unload valve pipe | 19849282832D |  | 2044239 | 1 | other | CDU
2513779 | 38VT016173HQSS | CDU | Top-discharge | Unload Valve | 19849290090 |  | 2044337 | 1 | other | CDU
2513779 | 38VT016173HQSS | CDU | Top-discharge | D pipe of 4-way valve | 19849283164 |  | 2044517 | 1 | Valve | CDU
2513779 | 38VT016173HQSS | CDU | Top-discharge | C pipe of 4-way valve | 19849283154B |  | 2044396 | 1 | other | CDU
2513779 | 38VT016173HQSS | CDU | Top-discharge | E pipe of 4-way valve | 19849283153 |  | 2044579 | 1 | other | CDU
2513779 | 38VT016173HQSS | CDU | Top-discharge | S pipe of 4-way valve | 19849283152B |  | 2044488 | 1 | other | CDU
2513779 | 38VT016173HQSS | CDU | Top-discharge | High pressure sensor | 19989547471 |  | 2045693 | 1 | HP Sensor | CDU
2513779 | 38VT016173HQSS | CDU | Top-discharge | 4-way valve | 19989242239A |  | 2044565 | 1 | Valve | CDU
2513779 | 38VT016173HQSS | CDU | Top-discharge | Low pressure sensor | 19989547470 |  | 2045696 | 1 | LP Sensor | CDU
2513779 | 38VT016173HQSS | CDU | Top-discharge | Stop valve (19.05) | 19849284913 |  | 2044535 | 1 | other | CDU
2513779 | 38VT016173HQSS | CDU | Top-discharge | Gas outlet pipe of solenoid valve | 19849283118 |  | 2044115 | 1 | other | CDU
2513779 | 38VT016173HQSS | CDU | Top-discharge | Solenoid valve coil | 19849598042 |  | 2044273 | 1 | Magnetic Coil | CDU
2513779 | 38VT016173HQSS | CDU | Top-discharge | Dual direction solenoid valve(SV9) | 19989240628 |  | 2044262 | 1 | Valve | CDU
2513779 | 38VT016173HQSS | CDU | Top-discharge | Gas inlet pipe of solenoid valve | 19849283119C |  | 2044183 | 1 | other | CDU
2513779 | 38VT016173HQSS | CDU | Top-discharge | Single-way valve | 19849285080 |  | 2044389 | 1 | other | CDU
2513779 | 38VT016173HQSS | CDU | Top-discharge | Connection pipe of 4-way valve D pipe | 19849282813 |  | 2044276 | 1 | other | CDU
2513779 | 38VT016173HQSS | CDU | Top-discharge | Oil return pipe | 19849282830C |  | 2044232 | 1 | other | CDU
2513779 | 38VT016173HQSS | CDU | Top-discharge | PCB | 19848199743 |  | 2044609 | 1 | pcb | CDU
2513779 | 38VT016173HQSS | CDU | Top-discharge | Compressor driver board + radiator | 19848199739 |  | 2044628 | 1 | pcb | CDU
2513779 | 38VT016173HQSS | CDU | Top-discharge | Reactor | 19849598128 |  | 2044545 | 1 | pcb | CDU
2513779 | 38VT016173HQSS | CDU | Top-discharge | Filter | 19849598133 |  | 2044573 | 1 | PCB | CDU
2513779 | 38VT016173HQSS | CDU | Top-discharge | Capacitor board | 19849598136 |  | 2044600 | 1 | PCB | CDU
2513779 | 38VT016173HQSS | CDU | Top-discharge | Terminal block | 19989548764E |  | 2044082 | 1 | Other | CDU
2513779 | 38VT016173HQSS | CDU | Top-discharge | Terminal block for power supply | 19849598093 |  | 2044244 | 1 | other | CDU
2513779 | 38VT016173HQSS | CDU | Top-discharge | Plastic pedestal | 19849798028 |  | 2044212 | 1 | other | CDU
2513779 | 38VT016173HQSS | CDU | Top-discharge | Electrical box assy. | 19849177310B |  | 2044635 | 1 | PCB | CDU
2513779 | 38VT016173HQSS | CDU | Top-discharge | Condensor assy. | 19849142307 |  | 2044636 | 1 | COIL | CDU
2513779 | 38VT016173HQSS | CDU | Top-discharge | tube sheet | 19849890158A |  | 2044090 | 1 | other | CDU
2513779 | 38VT016173HQSS | CDU | Top-discharge | distributor | 19849283628 |  | 2044461 | 1 | distributor | CDU
2513778 | 38VT014173HQSS | CDU | Top-discharge | Plastic handle | 19849798076B |  | 2044008 | 1 | other | CDU
2513778 | 38VT014173HQSS | CDU | Top-discharge | Service plate | 19849879052 |  | 2044487 | 1 | other | CDU
2513778 | 38VT014173HQSS | CDU | Top-discharge | Front panel | 19849879225 |  | 2044463 | 1 | other | CDU
2513778 | 38VT014173HQSS | CDU | Top-discharge | Lower front panel | 19849890736E |  | 2044269 | 1 | other | CDU
2513778 | 38VT014173HQSS | CDU | Top-discharge | Bottom plate | 19849177243E |  | 2044552 | 1 | other | CDU
2513778 | 38VT014173HQSS | CDU | Top-discharge | Support plate | 19849177166A |  | 2044105 | 1 | other | CDU
2513778 | 38VT014173HQSS | CDU | Top-discharge | Valve seat | 19849890735 |  | 2044248 | 1 | other | CDU
2513778 | 38VT014173HQSS | CDU | Top-discharge | Upper liquid collecting pipe | 19849283168B |  | 2044536 | 1 | other | CDU
2513778 | 38VT014173HQSS | CDU | Top-discharge | Lower liquid collecting pipe | 19849282839B |  | 2044532 | 1 | other | CDU
2513778 | 38VT014173HQSS | CDU | Top-discharge | Toci1/Ts sensor | 19849598088 |  | 2045705 | 2 | sensor | CDU
2513778 | 38VT014173HQSS | CDU | Top-discharge | Tdef sensor | 19849598086 |  | 2045706 | 1 | sensor | CDU
2513778 | 38VT014173HQSS | CDU | Top-discharge | Tao sensor | 19849598089 |  | 2045707 | 1 | sensor | CDU
2513778 | 38VT014173HQSS | CDU | Top-discharge | Td1 sensor | 19849598085 |  | 2045708 | 1 | sensor | CDU
2513778 | 38VT014173HQSS | CDU | Top-discharge | Toil1 sensor | 19849598083 |  | 2045709 | 1 | sensor | CDU
2513778 | 38VT014173HQSS | CDU | Top-discharge | Heater | 19849598095 |  | 2045710 | 2 | other | CDU
2513778 | 38VT014173HQSS | CDU | Top-discharge | Gas collecting pipe | 19849283063B |  | 2044581 | 1 | other | CDU
2513778 | 38VT014173HQSS | CDU | Top-discharge | The tube plate post | 19849879230 |  | 2044292 | 1 | other | CDU
2513778 | 38VT014173HQSS | CDU | Top-discharge | Front panel | 19849879224 |  | 2044328 | 1 | other | CDU
2513778 | 38VT014173HQSS | CDU | Top-discharge | front beam | 19849879229 |  | 2044163 | 1 | other | CDU
2513778 | 38VT014173HQSS | CDU | Top-discharge | screw | 19989349666A |  | 2043967 | 1 | other | CDU
2513778 | 38VT014173HQSS | CDU | Top-discharge | screw | 19989349745F |  | 2043971 | 3 | other | CDU
2513778 | 38VT014173HQSS | CDU | Top-discharge | sensor clip | 19849799149 |  | 2045711 | 1 | Sensor | CDU
2513778 | 38VT014173HQSS | CDU | Top-discharge | Left side panel | 19849879047 |  | 2044560 | 1 | other | CDU
2513778 | 38VT014173HQSS | CDU | Top-discharge | Right side panel | 19849879046 |  | 2044555 | 1 | other | CDU
2513778 | 38VT014173HQSS | CDU | Top-discharge | Grille | 19849859068 |  | 2044331 | 1 | others | CDU
2513778 | 38VT014173HQSS | CDU | Top-discharge | Back guard plate | 19849879223 |  | 2044357 | 1 | other | CDU
2513778 | 38VT014173HQSS | CDU | Top-discharge | Air-out grille | 19849890167A |  | 2044432 | 1 | other | CDU
2513778 | 38VT014173HQSS | CDU | Top-discharge | Top cover | 19849879222 |  | 2044460 | 1 | other | CDU
2513778 | 38VT014173HQSS | CDU | Top-discharge | Wind circle | 19849798079 |  | 2044455 | 1 | other | CDU
2513778 | 38VT014173HQSS | CDU | Top-discharge | Fan | 19849798075 |  | 2044442 | 1 | fan | CDU
2513778 | 38VT014173HQSS | CDU | Top-discharge | Motor | 19849598080 |  | 2044429 | 1 | motor | CDU
2513778 | 38VT014173HQSS | CDU | Top-discharge | Fixed plate | 19849177244 |  | 2044410 | 1 | other | CDU
2513778 | 38VT014173HQSS | CDU | Top-discharge | Compressor | 19849289427 |  | 2044637 | 1 | compressor | CDU
2513778 | 38VT014173HQSS | CDU | Top-discharge | Gas-liquid segregator | 19849285081 |  | 2044613 | 1 | other | CDU
2513778 | 38VT014173HQSS | CDU | Top-discharge | Suction pipe | 19849282835 |  | 2044529 | 1 | other | CDU
2513778 | 38VT014173HQSS | CDU | Top-discharge | Discharge pipe | 19849283186B |  | 2044435 | 1 | other | CDU
2513778 | 38VT014173HQSS | CDU | Top-discharge | High pressure switch | 19849599267 |  | 2044264 | 1 | hp Swtich | CDU
2513778 | 38VT014173HQSS | CDU | Top-discharge | EEV assy. | 19849297037 |  | 2044477 | 2 | EEV | CDU
2513778 | 38VT014173HQSS | CDU | Top-discharge | Connection pipe 1 of electronic expansion valve | 19849283103C |  | 2044271 | 1 | other | CDU
2513778 | 38VT014173HQSS | CDU | Top-discharge | Single-way valve | 19989240624 |  | 2044142 | 2 | other | CDU
2513778 | 38VT014173HQSS | CDU | Top-discharge | Connection pipe 2 of electronic expansion valve | 19849282837B |  | 2044260 | 1 | other | CDU
2513778 | 38VT014173HQSS | CDU | Top-discharge | Connection pipe 3 of electronic expansion valve | 19849282871C |  | 2044234 | 1 | other | CDU
2513778 | 38VT014173HQSS | CDU | Top-discharge | Liquid pipe stop valve | 19849289187 |  | 2044302 | 1 | other | CDU
2513778 | 38VT014173HQSS | CDU | Top-discharge | Liquid inlet pipe | 19849283142 |  | 2044405 | 1 | other | CDU
2513778 | 38VT014173HQSS | CDU | Top-discharge | SV1 solenoid valve coil | 19849598043 |  | 2044274 | 1 | Magnetic Coil | CDU
2513778 | 38VT014173HQSS | CDU | Top-discharge | solenoid valve body | 19989241156 |  | 2044249 | 2 | other | CDU
2513778 | 38VT014173HQSS | CDU | Top-discharge | Gas inlet pipe of SV1 | 19849281444 |  | 2044009 | 1 | other | CDU
2513778 | 38VT014173HQSS | CDU | Top-discharge | Gas outlet pipe of SV1 | 19849278781 |  | 2044081 | 1 | other | CDU
2513778 | 38VT014173HQSS | CDU | Top-discharge | Gas charging pipe | 19849282827 |  | 2044313 | 1 | other | CDU
2513778 | 38VT014173HQSS | CDU | Top-discharge | 2-way stop valve | 19989294012 |  | 2044169 | 1 | Valve | CDU
2513778 | 38VT014173HQSS | CDU | Top-discharge | Gas outlet pipe of SV3 | 19849282833 |  | 2044192 | 1 | other | CDU
2513778 | 38VT014173HQSS | CDU | Top-discharge | Solenoid valve coil(white) | 19989547110 |  | 2044250 | 1 | Magnetic Coil | CDU
2513778 | 38VT014173HQSS | CDU | Top-discharge | Gas inlet pipe of SV3 | 19849282836C |  | 2044229 | 1 | other | CDU
2513778 | 38VT014173HQSS | CDU | Top-discharge | Unload valve pipe | 19849282832D |  | 2044239 | 1 | other | CDU
2513778 | 38VT014173HQSS | CDU | Top-discharge | Unload Valve | 19849290090 |  | 2044337 | 1 | other | CDU
2513778 | 38VT014173HQSS | CDU | Top-discharge | D pipe of 4-way valve | 19849283164 |  | 2044517 | 1 | Valve | CDU
2513778 | 38VT014173HQSS | CDU | Top-discharge | C pipe of 4-way valve | 19849283165B |  | 2044325 | 1 | other | CDU
2513778 | 38VT014173HQSS | CDU | Top-discharge | E pipe of 4-way valve | 19849283153 |  | 2044579 | 1 | other | CDU
2513778 | 38VT014173HQSS | CDU | Top-discharge | S pipe of 4-way valve | 19849283152B |  | 2044488 | 1 | other | CDU
2513778 | 38VT014173HQSS | CDU | Top-discharge | High pressure sensor | 19989547471 |  | 2045693 | 1 | HP Sensor | CDU
2513778 | 38VT014173HQSS | CDU | Top-discharge | 4-way valve | 19989242239A |  | 2044565 | 1 | Valve | CDU
2513778 | 38VT014173HQSS | CDU | Top-discharge | Low pressure sensor | 19989547470 |  | 2045696 | 1 | LP Sensor | CDU
2513778 | 38VT014173HQSS | CDU | Top-discharge | Stop valve (19.05) | 19849284913 |  | 2044535 | 1 | other | CDU
2513778 | 38VT014173HQSS | CDU | Top-discharge | Gas outlet pipe of solenoid valve | 19849283118 |  | 2044115 | 1 | other | CDU
2513778 | 38VT014173HQSS | CDU | Top-discharge | Solenoid valve coil | 19849598042 |  | 2044273 | 1 | Magnetic Coil | CDU
2513778 | 38VT014173HQSS | CDU | Top-discharge | Dual direction solenoid valve(SV9) | 19989240628 |  | 2044262 | 1 | Valve | CDU
2513778 | 38VT014173HQSS | CDU | Top-discharge | Gas inlet pipe of solenoid valve | 19849283119C |  | 2044183 | 1 | other | CDU
2513778 | 38VT014173HQSS | CDU | Top-discharge | Single-way valve | 19849285080 |  | 2044389 | 1 | other | CDU
2513778 | 38VT014173HQSS | CDU | Top-discharge | Connection pipe of 4-way valve D pipe | 19849282813 |  | 2044276 | 1 | other | CDU
2513778 | 38VT014173HQSS | CDU | Top-discharge | Oil return pipe | 19849282830C |  | 2044232 | 1 | other | CDU
2513778 | 38VT014173HQSS | CDU | Top-discharge | PCB | 19848199743 |  | 2044609 | 1 | pcb | CDU
2513778 | 38VT014173HQSS | CDU | Top-discharge | Compressor driver board + radiator | 19848199739 |  | 2044628 | 1 | pcb | CDU
2513778 | 38VT014173HQSS | CDU | Top-discharge | Reactor | 19989547927 |  | 2044482 | 1 | pcb | CDU
2513778 | 38VT014173HQSS | CDU | Top-discharge | Filter | 19849598133 |  | 2044573 | 1 | PCB | CDU
2513778 | 38VT014173HQSS | CDU | Top-discharge | Capacitor board | 19849598136A |  | 2044576 | 1 | PCB | CDU
2513778 | 38VT014173HQSS | CDU | Top-discharge | Terminal block | 19989548764E |  | 2044082 | 1 | Other | CDU
2513778 | 38VT014173HQSS | CDU | Top-discharge | Terminal block for power supply | 19849598093 |  | 2044244 | 1 | other | CDU
2513778 | 38VT014173HQSS | CDU | Top-discharge | Plastic pedestal | 19849798028 |  | 2044212 | 1 | other | CDU
2513778 | 38VT014173HQSS | CDU | Top-discharge | Electrical box assy. | 19849177386B |  | 2044634 | 1 | PCB | CDU
2513778 | 38VT014173HQSS | CDU | Top-discharge | Condensor assy. | 19849142307 |  | 2044636 | 1 | COIL | CDU
2513778 | 38VT014173HQSS | CDU | Top-discharge | tube sheet | 19849890158A |  | 2044090 | 1 | other | CDU
2513778 | 38VT014173HQSS | CDU | Top-discharge | distributor | 19849283628 |  | 2044461 | 1 | distributor | CDU
2513775 | 38VT008173HQSS | CDU | Top-discharge | Plastic handle | 19849798076B |  | 2044008 | 1 | other | CDU
2513775 | 38VT008173HQSS | CDU | Top-discharge | Service plate | 19849879052 |  | 2044487 | 1 | other | CDU
2513775 | 38VT008173HQSS | CDU | Top-discharge | Front panel | 19849879225 |  | 2044463 | 1 | other | CDU
2513775 | 38VT008173HQSS | CDU | Top-discharge | Lower front panel | 19849890736E |  | 2044269 | 1 | other | CDU
2513775 | 38VT008173HQSS | CDU | Top-discharge | Bottom plate | 19849177243E |  | 2044552 | 1 | other | CDU
2513775 | 38VT008173HQSS | CDU | Top-discharge | Support plate | 19849177166 |  | 2044066 | 1 | other | CDU
2513775 | 38VT008173HQSS | CDU | Top-discharge | Valve seat | 19849890735 |  | 2044248 | 1 | other | CDU
2513775 | 38VT008173HQSS | CDU | Top-discharge | Upper liquid collecting pipe | 19849283155B |  | 2044540 | 1 | other | CDU
2513775 | 38VT008173HQSS | CDU | Top-discharge | Lower liquid collecting pipe | 19849282838B |  | 2044539 | 1 | other | CDU
2513775 | 38VT008173HQSS | CDU | Top-discharge | Toci1/Ts sensor | 19849598088 |  | 2045705 | 2 | sensor | CDU
2513775 | 38VT008173HQSS | CDU | Top-discharge | Tdef sensor | 19849598086 |  | 2045706 | 1 | sensor | CDU
2513775 | 38VT008173HQSS | CDU | Top-discharge | Tao sensor | 19849598089 |  | 2045707 | 1 | sensor | CDU
2513775 | 38VT008173HQSS | CDU | Top-discharge | Td1 sensor | 19849598085 |  | 2045708 | 1 | sensor | CDU
2513775 | 38VT008173HQSS | CDU | Top-discharge | Toil1 sensor | 19849598083 |  | 2045709 | 1 | sensor | CDU
2513775 | 38VT008173HQSS | CDU | Top-discharge | Heater | 19849598095 |  | 2045710 | 2 | other | CDU
2513775 | 38VT008173HQSS | CDU | Top-discharge | Gas collecting pipe | 19849283156B |  | 2044547 | 1 | other | CDU
2513775 | 38VT008173HQSS | CDU | Top-discharge | The tube plate post | 19849879230 |  | 2044292 | 1 | other | CDU
2513775 | 38VT008173HQSS | CDU | Top-discharge | Front panel | 19849879224 |  | 2044328 | 1 | other | CDU
2513775 | 38VT008173HQSS | CDU | Top-discharge | front beam | 19849879229 |  | 2044163 | 1 | other | CDU
2513775 | 38VT008173HQSS | CDU | Top-discharge | screw | 19989349666A |  | 2043967 | / | other | CDU
2513775 | 38VT008173HQSS | CDU | Top-discharge | screw | 19989349745F |  | 2043971 | / | other | CDU
2513775 | 38VT008173HQSS | CDU | Top-discharge | sensor clip | 19849799149 |  | 2045711 | 1 | Sensor | CDU
2513775 | 38VT008173HQSS | CDU | Top-discharge | Left side panel | 19849879047 |  | 2044560 | 1 | other | CDU
2513775 | 38VT008173HQSS | CDU | Top-discharge | Right side panel | 19849879046 |  | 2044555 | 1 | other | CDU
2513775 | 38VT008173HQSS | CDU | Top-discharge | Grille | 19849890717A |  | 2044358 | 1 | other | CDU
2513775 | 38VT008173HQSS | CDU | Top-discharge | Back guard plate | 19849879223 |  | 2044357 | 1 | other | CDU
2513775 | 38VT008173HQSS | CDU | Top-discharge | Air-out grille | 19849890167A |  | 2044432 | 1 | other | CDU
2513775 | 38VT008173HQSS | CDU | Top-discharge | Top cover | 19849879222 |  | 2044460 | 1 | other | CDU
2513775 | 38VT008173HQSS | CDU | Top-discharge | Wind circle | 19849798079 |  | 2044455 | 1 | other | CDU
2513775 | 38VT008173HQSS | CDU | Top-discharge | Fan | 19849798075 |  | 2044442 | 1 | fan | CDU
2513775 | 38VT008173HQSS | CDU | Top-discharge | Motor | 19849598080B |  | 2044621 | 1 | motor | CDU
2513775 | 38VT008173HQSS | CDU | Top-discharge | Fixed plate | 19849177244 |  | 2044410 | 1 | other | CDU
2513775 | 38VT008173HQSS | CDU | Top-discharge | Compressor | 19849289427 |  | 2044637 | 1 | compressor | CDU
2513775 | 38VT008173HQSS | CDU | Top-discharge | Gas-liquid segregator | 19849285081 |  | 2044613 | 1 | other | CDU
2513775 | 38VT008173HQSS | CDU | Top-discharge | Suction pipe | 19849283064 |  | 2044516 | 1 | other | CDU
2513775 | 38VT008173HQSS | CDU | Top-discharge | Discharge pipe | 19849283186B |  | 2044435 | 1 | other | CDU
2513775 | 38VT008173HQSS | CDU | Top-discharge | High pressure switch | 19849599267 |  | 2044264 | 1 | hp Swtich | CDU
2513775 | 38VT008173HQSS | CDU | Top-discharge | EEV assy. | 19849297037 |  | 2044477 | 2 | EEV | CDU
2513775 | 38VT008173HQSS | CDU | Top-discharge | Connection pipe 1 of electronic expansion valve | 19849283103C |  | 2044271 | 1 | other | CDU
2513775 | 38VT008173HQSS | CDU | Top-discharge | Single-way valve | 19989240624 |  | 2044142 | 2 | other | CDU
2513775 | 38VT008173HQSS | CDU | Top-discharge | Connection pipe 2 of electronic expansion valve | 19849282837B |  | 2044260 | 1 | other | CDU
2513775 | 38VT008173HQSS | CDU | Top-discharge | Connection pipe 3 of electronic expansion valve | 19849282871C |  | 2044234 | 1 | other | CDU
2513775 | 38VT008173HQSS | CDU | Top-discharge | Liquid pipe stop valve | 19849289187 |  | 2044302 | 1 | other | CDU
2513775 | 38VT008173HQSS | CDU | Top-discharge | Liquid inlet pipe | 19849283142 |  | 2044405 | 1 | other | CDU
2513775 | 38VT008173HQSS | CDU | Top-discharge | SV1 solenoid valve coil | 19849598043 |  | 2044274 | 1 | Magnetic Coil | CDU
2513775 | 38VT008173HQSS | CDU | Top-discharge | solenoid valve body | 19989241156 |  | 2044249 | 2 | other | CDU
2513775 | 38VT008173HQSS | CDU | Top-discharge | Gas inlet pipe of SV1 | 19849281444 |  | 2044009 | 1 | other | CDU
2513775 | 38VT008173HQSS | CDU | Top-discharge | Gas outlet pipe of SV1 | 19849278781 |  | 2044081 | 1 | other | CDU
2513775 | 38VT008173HQSS | CDU | Top-discharge | Gas charging pipe | 19849282827 |  | 2044313 | 1 | other | CDU
2513775 | 38VT008173HQSS | CDU | Top-discharge | 2-way stop valve | 19989294012 |  | 2044169 | 1 | Valve | CDU
2513775 | 38VT008173HQSS | CDU | Top-discharge | Gas outlet pipe of SV3 | 19849282833 |  | 2044192 | 1 | other | CDU
2513775 | 38VT008173HQSS | CDU | Top-discharge | Solenoid valve coil(white) | 19989547110 |  | 2044250 | 1 | Magnetic Coil | CDU
2513775 | 38VT008173HQSS | CDU | Top-discharge | Gas inlet pipe of SV3 | 19849282836C |  | 2044229 | 1 | other | CDU
2513775 | 38VT008173HQSS | CDU | Top-discharge | Unload valve pipe | 19849282832D |  | 2044239 | 1 | other | CDU
2513775 | 38VT008173HQSS | CDU | Top-discharge | Unload Valve | 19849290090 |  | 2044337 | 1 | other | CDU
2513775 | 38VT008173HQSS | CDU | Top-discharge | D pipe of 4-way valve | 19849283164 |  | 2044517 | 1 | Valve | CDU
2513775 | 38VT008173HQSS | CDU | Top-discharge | C pipe of 4-way valve | 19849283165B |  | 2044325 | 1 | other | CDU
2513775 | 38VT008173HQSS | CDU | Top-discharge | E pipe of 4-way valve | 19849283163 |  | 2044523 | 1 | other | CDU
2513775 | 38VT008173HQSS | CDU | Top-discharge | S pipe of 4-way valve | 19849283162 |  | 2044472 | 1 | other | CDU
2513775 | 38VT008173HQSS | CDU | Top-discharge | High pressure sensor | 19989547471 |  | 2045693 | 1 | HP Sensor | CDU
2513775 | 38VT008173HQSS | CDU | Top-discharge | 4-way valve | 19989242239A |  | 2044565 | 1 | Valve | CDU
2513775 | 38VT008173HQSS | CDU | Top-discharge | Low pressure sensor | 19989547470 |  | 2045696 | 1 | LP Sensor | CDU
2513775 | 38VT008173HQSS | CDU | Top-discharge | Stop valve (19.05) | 19849289183 |  | 2044433 | 1 | other | CDU
2513775 | 38VT008173HQSS | CDU | Top-discharge | Gas outlet pipe of solenoid valve | 19849283118 |  | 2044115 | 1 | other | CDU
2513775 | 38VT008173HQSS | CDU | Top-discharge | Solenoid valve coil | 19849598042 |  | 2044273 | 1 | Magnetic Coil | CDU
2513775 | 38VT008173HQSS | CDU | Top-discharge | Dual direction solenoid valve(SV9) | 19989240628 |  | 2044262 | 1 | Valve | CDU
2513775 | 38VT008173HQSS | CDU | Top-discharge | Gas inlet pipe of solenoid valve | 19849283119C |  | 2044183 | 1 | other | CDU
2513775 | 38VT008173HQSS | CDU | Top-discharge | Single-way valve | 19849285080 |  | 2044389 | 1 | other | CDU
2513775 | 38VT008173HQSS | CDU | Top-discharge | Connection pipe of 4-way valve D pipe | 19849282813 |  | 2044276 | 1 | other | CDU
2513775 | 38VT008173HQSS | CDU | Top-discharge | Oil return pipe | 19849282830C |  | 2044232 | 1 | other | CDU
2513775 | 38VT008173HQSS | CDU | Top-discharge | PCB | 19848199743 |  | 2044609 | 1 | pcb | CDU
2513775 | 38VT008173HQSS | CDU | Top-discharge | Compressor driver board + radiator | 19848199739 |  | 2044628 | 1 | pcb | CDU
2513775 | 38VT008173HQSS | CDU | Top-discharge | Reactor | 19989547927 |  | 2044482 | 1 | pcb | CDU
2513775 | 38VT008173HQSS | CDU | Top-discharge | Filter | 19849598133 |  | 2044573 | 1 | PCB | CDU
2513775 | 38VT008173HQSS | CDU | Top-discharge | Capacitor board | 19849598136A |  | 2044576 | 1 | PCB | CDU
2513775 | 38VT008173HQSS | CDU | Top-discharge | Terminal block | 19989548764E |  | 2044082 | 1 | Other | CDU
2513775 | 38VT008173HQSS | CDU | Top-discharge | Terminal block for power supply | 19849598093 |  | 2044244 | 1 | other | CDU
2513775 | 38VT008173HQSS | CDU | Top-discharge | Plastic pedestal | 19849798028 |  | 2044212 | 1 | other | CDU
2513775 | 38VT008173HQSS | CDU | Top-discharge | Electrical box assy. | 19849177386B |  | 2044634 | 1 | PCB | CDU
2513775 | 38VT008173HQSS | CDU | Top-discharge | Condensor assy. | 19849161903 |  | 2044630 | 1 | COIL | CDU
2513775 | 38VT008173HQSS | CDU | Top-discharge | tube sheet | 19849890158A |  | 2044090 | 1 | other | CDU
2513784 | 38VT026173HQSS | CDU | Top-discharge | Plastic handle | 19849798076B |  | 2044008 | 1 | other | CDU
2513784 | 38VT026173HQSS | CDU | Top-discharge | Service plate | 19849879049 |  | 2044511 | 1 | other | CDU
2513784 | 38VT026173HQSS | CDU | Top-discharge | Front panel | 19849879242 |  | 2044496 | 1 | other | CDU
2513784 | 38VT026173HQSS | CDU | Top-discharge | Lower front panel | 19849890700E |  | 2044293 | 1 | other | CDU
2513784 | 38VT026173HQSS | CDU | Top-discharge | Bottom plate | 19849177164E |  | 2044596 | 1 | other | CDU
2513784 | 38VT026173HQSS | CDU | Top-discharge | Support plate | 19849177166A |  | 2044105 | 1 | other | CDU
2513784 | 38VT026173HQSS | CDU | Top-discharge | Valve seat | 19849890735 |  | 2044248 | 1 | other | CDU
2513784 | 38VT026173HQSS | CDU | Top-discharge | Upper liquid collecting pipe | 19849283168B |  | 2044536 | 1 | other | CDU
2513784 | 38VT026173HQSS | CDU | Top-discharge | Lower liquid collecting pipe | 19849282839B |  | 2044532 | 1 | other | CDU
2513784 | 38VT026173HQSS | CDU | Top-discharge | Toci1/Tsacc sensor | 19849598088 |  | 2045705 | 1 | sensor | CDU
2513784 | 38VT026173HQSS | CDU | Top-discharge | Tdef sensor | 19849598086 |  | 2045706 | 1 | sensor | CDU
2513784 | 38VT026173HQSS | CDU | Top-discharge | Tao sensor | 19849598089 |  | 2045707 | 1 | sensor | CDU
2513784 | 38VT026173HQSS | CDU | Top-discharge | Td1 sensor | 19849598085 |  | 2045708 | 1 | sensor | CDU
2513784 | 38VT026173HQSS | CDU | Top-discharge | Toil1 sensor | 19849598083 |  | 2045709 | 1 | sensor | CDU
2513784 | 38VT026173HQSS | CDU | Top-discharge | Heater | 19849598095 |  | 2045710 | 4 | other | CDU
2513784 | 38VT026173HQSS | CDU | Top-discharge | Gas collecting pipe | 19849283169B |  | 2044574 | 1 | other | CDU
2513784 | 38VT026173HQSS | CDU | Top-discharge | Front panel | 19849890712E |  | 2044491 | 1 | other | CDU
2513784 | 38VT026173HQSS | CDU | Top-discharge | beam | 19849176225A |  | 2044214 | 1 | other | CDU
2513784 | 38VT026173HQSS | CDU | Top-discharge | screw | 19989349666A |  | 2043967 | / | other | CDU
2513784 | 38VT026173HQSS | CDU | Top-discharge | screw | 19989349745F |  | 2043971 | / | other | CDU
2513784 | 38VT026173HQSS | CDU | Top-discharge | The tube plate post | 19849879230 |  | 2044292 | 3 | other | CDU
2513784 | 38VT026173HQSS | CDU | Top-discharge | Sensor clip | 19849799149 |  | 2045711 | 1 | Sensor | CDU
2513784 | 38VT026173HQSS | CDU | Top-discharge | tube sheet | 19849890158A |  | 2044090 | 2 | other | CDU
2513784 | 38VT026173HQSS | CDU | Top-discharge | distributor | 19849283628 |  | 2044461 | 1 | distributor | CDU
2513784 | 38VT026173HQSS | CDU | Top-discharge | Grille | 19849890716A |  | 2044322 | 2 | other | CDU
2513784 | 38VT026173HQSS | CDU | Top-discharge | Middle column | 19849890226E |  | 2044193 | 1 | other | CDU
2513784 | 38VT026173HQSS | CDU | Top-discharge | Left side panel | 19849879047 |  | 2044560 | 1 | other | CDU
2513784 | 38VT026173HQSS | CDU | Top-discharge | Back guard plate | 19849879237 |  | 2044423 | 1 | other | CDU
2513784 | 38VT026173HQSS | CDU | Top-discharge | Right side panel | 19849879046 |  | 2044555 | 1 | other | CDU
2513784 | 38VT026173HQSS | CDU | Top-discharge | Air-out grille | 19849890166A |  | 2044398 | 2 | other | CDU
2513784 | 38VT026173HQSS | CDU | Top-discharge | Top cover | 19849879236 |  | 2044501 | 1 | other | CDU
2513784 | 38VT026173HQSS | CDU | Top-discharge | Wind circle | 19849798074A |  | 2044422 | 2 | other | CDU
2513784 | 38VT026173HQSS | CDU | Top-discharge | Fan | 19849799236 |  | 2044420 | 2 | fan | CDU
2513784 | 38VT026173HQSS | CDU | Top-discharge | Motor | 19849598081 |  | 2044622 | 2 | motor | CDU
2513784 | 38VT026173HQSS | CDU | Top-discharge | Fixed plate | 19849176108 |  | 2044503 | 1 | other | CDU
2513784 | 38VT026173HQSS | CDU | Top-discharge | Suction pipe 01 | 19849283184 |  | 2044537 | 1 | other | CDU
2513784 | 38VT026173HQSS | CDU | Top-discharge | Discharge pipe 01 | 19849283185B |  | 2044441 | 1 | other | CDU
2513784 | 38VT026173HQSS | CDU | Top-discharge | Compressor | 19849289425A |  | 2044640 | 2 | compressor | CDU
2513784 | 38VT026173HQSS | CDU | Top-discharge | Gas-liquid segregator | 19849285024 |  | 2044615 | 1 | other | CDU
2513784 | 38VT026173HQSS | CDU | Top-discharge | Suction pipe 02 | 19849283183 |  | 2044528 | 1 | other | CDU
2513784 | 38VT026173HQSS | CDU | Top-discharge | Discharge pipe | 19849279067A |  | 2044430 | 1 | other | CDU
2513784 | 38VT026173HQSS | CDU | Top-discharge | High pressure switch | 19849599267 |  | 2044264 | 1 | hp Swtich | CDU
2513784 | 38VT026173HQSS | CDU | Top-discharge | Inlet pipe of SV1 solenoid valve | 19849283115 |  | 2044137 | 1 | other | CDU
2513784 | 38VT026173HQSS | CDU | Top-discharge | SV1 solenoid valve coil | 19849598043 |  | 2044274 | 1 | Magnetic Coil | CDU
2513784 | 38VT026173HQSS | CDU | Top-discharge | Solenoid valve body | 19989241156 |  | 2044249 | 2 | other | CDU
2513784 | 38VT026173HQSS | CDU | Top-discharge | Outlet pipe of SV1 | 19849281444 |  | 2044009 | 1 | other | CDU
2513784 | 38VT026173HQSS | CDU | Top-discharge | Gas outlet pipe of SV3 | 19849282834 |  | 2044209 | 1 | other | CDU
2513784 | 38VT026173HQSS | CDU | Top-discharge | Solenoid valve coil(white) | 19989547110 |  | 2044250 | 1 | Magnetic Coil | CDU
2513784 | 38VT026173HQSS | CDU | Top-discharge | Gas inlet pipe of SV3 | 19849282836C |  | 2044229 | 1 | other | CDU
2513784 | 38VT026173HQSS | CDU | Top-discharge | EEV assy. | 19849297037 |  | 2044477 | 2 | EEV | CDU
2513784 | 38VT026173HQSS | CDU | Top-discharge | Connection pipe 1 of electronic expansion valve | 19849283103C |  | 2044271 | 1 | other | CDU
2513784 | 38VT026173HQSS | CDU | Top-discharge | Connection pipe 2 of electronic expansion valve | 19849282837B |  | 2044260 | 1 | other | CDU
2513784 | 38VT026173HQSS | CDU | Top-discharge | Single-way valve | 19989240624 |  | 2044142 | 2 | other | CDU
2513784 | 38VT026173HQSS | CDU | Top-discharge | Connection pipe 3 of electronic expansion valve | 19849282871C |  | 2044234 | 1 | other | CDU
2513784 | 38VT026173HQSS | CDU | Top-discharge | Liquid inlet pipe | 19849283141 |  | 2044452 | 1 | other | CDU
2513784 | 38VT026173HQSS | CDU | Top-discharge | Gas stop valve | 19849289189 |  | 2044353 | 1 | other | CDU
2513784 | 38VT026173HQSS | CDU | Top-discharge | Gas charging pipe | 19849282814 |  | 2044330 | 1 | other | CDU
2513784 | 38VT026173HQSS | CDU | Top-discharge | 2-way stop valve | 19989294012 |  | 2044169 | 1 | Valve | CDU
2513784 | 38VT026173HQSS | CDU | Top-discharge | Unload Valve | 19849290090 |  | 2044337 | 1 | other | CDU
2513784 | 38VT026173HQSS | CDU | Top-discharge | Unload valve pipe | 19849283105 |  | 2044223 | 1 | other | CDU
2513784 | 38VT026173HQSS | CDU | Top-discharge | Outlet pipe of SV4 solenoid valve | 19849283112 |  | 2044102 | 1 | other | CDU
2513784 | 38VT026173HQSS | CDU | Top-discharge | Solenoid valve coil | 19849598042 |  | 2044273 | 1 | Magnetic Coil | CDU
2513784 | 38VT026173HQSS | CDU | Top-discharge | Dual direction solenoid valve(SV9) | 19989240628 |  | 2044262 | 2 | Valve | CDU
2513784 | 38VT026173HQSS | CDU | Top-discharge | Inlet pipe of SV4 solenoid valve | 19849283113 |  | 2044199 | 1 | Valve | CDU
2513784 | 38VT026173HQSS | CDU | Top-discharge | D pipe of 4-way valve | 19849283179 |  | 2044564 | 1 | Valve | CDU
2513784 | 38VT026173HQSS | CDU | Top-discharge | High pressure sensor | 19989547471 |  | 2045693 | 1 | HP Sensor | CDU
2513784 | 38VT026173HQSS | CDU | Top-discharge | 4-way valve | 19989242239A |  | 2044565 | 1 | Valve | CDU
2513784 | 38VT026173HQSS | CDU | Top-discharge | C pipe of 4-way valve | 19849284406B |  | 2044411 | 1 | other | CDU
2513784 | 38VT026173HQSS | CDU | Top-discharge | S pipe of 4-way valve | 19849283177B |  | 2044538 | 1 | other | CDU
2513784 | 38VT026173HQSS | CDU | Top-discharge | Connection pipe of 4-way valve D pipe | 19849282813 |  | 2044276 | 2 | other | CDU
2513784 | 38VT026173HQSS | CDU | Top-discharge | Single-way valve | 19849285080 |  | 2044389 | 2 | other | CDU
2513784 | 38VT026173HQSS | CDU | Top-discharge | Low pressure sensor | 19989547470 |  | 2045696 | 1 | LP Sensor | CDU
2513784 | 38VT026173HQSS | CDU | Top-discharge | E pipe of 4-way valve | 19849283178 |  | 2044583 | 1 | other | CDU
2513784 | 38VT026173HQSS | CDU | Top-discharge | Stop valve (19.05) | 19849284913 |  | 2044535 | 1 | other | CDU
2513784 | 38VT026173HQSS | CDU | Top-discharge | Connecting pipe of gas stop valve | 19849299585 |  | 2044247 | 1 | other | CDU
2513784 | 38VT026173HQSS | CDU | Top-discharge | Outlet pipe of SV5 solenoid valve | 19849283110 |  | 2044159 | 1 | other | CDU
2513784 | 38VT026173HQSS | CDU | Top-discharge | SV5 solenoid valve coil | 19849598049 |  | 2044275 | 1 | Magnetic Coil | CDU
2513784 | 38VT026173HQSS | CDU | Top-discharge | Inlet pipe of SV5 solenoid valve | 19849283111 |  | 2044202 | 1 | other | CDU
2513784 | 38VT026173HQSS | CDU | Top-discharge | Oil return pipe 1 | 19849283182 |  | 2044277 | 1 | other | CDU
2513784 | 38VT026173HQSS | CDU | Top-discharge | Oil return pipe 2 | 19849283181 |  | 2044252 | 1 | other | CDU
2513784 | 38VT026173HQSS | CDU | Top-discharge | Capacitor board | 19849598136 |  | 2044600 | 2 | PCB | CDU
2513784 | 38VT026173HQSS | CDU | Top-discharge | Filter | 19849598133 |  | 2044573 | 2 | PCB | CDU
2513784 | 38VT026173HQSS | CDU | Top-discharge | Reactor | 19849598128 |  | 2044545 | 2 | pcb | CDU
2513784 | 38VT026173HQSS | CDU | Top-discharge | Terminal block | 19989548764E |  | 2044082 | 1 | Other | CDU
2513784 | 38VT026173HQSS | CDU | Top-discharge | Terminal block for power supply | 19849598092 |  | 2044393 | 1 | other | CDU
2513784 | 38VT026173HQSS | CDU | Top-discharge | Plastic pedestal | 19849798028 |  | 2044212 | 1 | other | CDU
2513784 | 38VT026173HQSS | CDU | Top-discharge | PCB | 19848199743 |  | 2044609 | 1 | pcb | CDU
2513784 | 38VT026173HQSS | CDU | Top-discharge | Compressor driver board + radiator | 19848199739 |  | 2044628 | 2 | pcb | CDU
2513784 | 38VT026173HQSS | CDU | Top-discharge | Electrical box assy. | 19849177308B |  | 2044644 | 1 | PCB | CDU
2513784 | 38VT026173HQSS | CDU | Top-discharge | Td2 sensor | 19849598084 |  | 2045712 | 1 | sensor | CDU
2513784 | 38VT026173HQSS | CDU | Top-discharge | Toil2 sensor | 19849598082 |  | 2045713 | 1 | sensor | CDU
2513784 | 38VT026173HQSS | CDU | Top-discharge | Condensor assy. | 19849142306 |  | 2044639 | 1 | COIL | CDU
2513788 | 38VS14017SHQSS | CDU | Side-discharge | Top cover | 19849177185 |  | 2044346 | 1 | other | CDU
2513788 | 38VS14017SHQSS | CDU | Side-discharge | Condensor assy. | 19849284960 |  | 2044620 | 1 | COIL | CDU
2513788 | 38VS14017SHQSS | CDU | Side-discharge | Motor bracket | 19849892591 |  | 2044391 | 1 | other | CDU
2513788 | 38VS14017SHQSS | CDU | Side-discharge | Motor | 19849598122 |  | 2044602 | 2 | motor | CDU
2513788 | 38VS14017SHQSS | CDU | Side-discharge | Fan | 19849798352 |  | 2044372 | 2 | fan | CDU
2513788 | 38VS14017SHQSS | CDU | Side-discharge | Panel-hot zinc plate | 19849893587 |  | 2044509 | 1 | other | CDU
2513788 | 38VS14017SHQSS | CDU | Side-discharge | Outlet grille-PP | 19849795392 |  | 2044304 | 2 | other | CDU
2513788 | 38VS14017SHQSS | CDU | Side-discharge | handle | 19849798351 |  | 2043984 | 3 | other | CDU
2513788 | 38VS14017SHQSS | CDU | Side-discharge | handle | 19849798350 |  | 2043978 | 1 | other | CDU
2513788 | 38VS14017SHQSS | CDU | Side-discharge | Back grill | 19849892590 |  | 2044298 | 1 | other | CDU
2513788 | 38VS14017SHQSS | CDU | Side-discharge | Partition plate | 19849892571 |  | 2044384 | 1 | other | CDU
2513788 | 38VS14017SHQSS | CDU | Side-discharge | Repair board | 19849136414 |  | 2044390 | 1 | other | CDU
2513788 | 38VS14017SHQSS | CDU | Side-discharge | Small service plate | 19849893596 |  | 2044096 | 1 | other | CDU
2513788 | 38VS14017SHQSS | CDU | Side-discharge | Small right plate | 19849893595 |  | 2044149 | 1 | other | CDU
2513788 | 38VS14017SHQSS | CDU | Side-discharge | Right plate | 19849177188 |  | 2044421 | 1 | other | CDU
2513788 | 38VS14017SHQSS | CDU | Side-discharge | Cover board | 19849799101 |  | 2044017 | 1 | other | CDU
2513788 | 38VS14017SHQSS | CDU | Side-discharge | Bottom plate | 19849174713 |  | 2044454 | 1 | other | CDU
2513788 | 38VS14017SHQSS | CDU | Side-discharge | Compressor | 19849288540 |  | 2044625 | 1 | compressor | CDU
2513788 | 38VS14017SHQSS | CDU | Side-discharge | Gas-liquid segregator | 19849285256 |  | 2044518 | 1 | other | CDU
2513788 | 38VS14017SHQSS | CDU | Side-discharge | Oil segregator | 19989244242 |  | 2044364 | 1 | other | CDU
2513788 | 38VS14017SHQSS | CDU | Side-discharge | Discharge pipe | 19849282989 |  | 2044238 | 1 | other | CDU
2513788 | 38VS14017SHQSS | CDU | Side-discharge | Outlet pipe of oil segregator | 19849281844 |  | 2044279 | 1 | other | CDU
2513788 | 38VS14017SHQSS | CDU | Side-discharge | The capillary tube of oil return | 19849282978A |  | 2045690 | 1 | other | CDU
2513788 | 38VS14017SHQSS | CDU | Side-discharge | Suction pipe | 19849281843 |  | 2044425 | 1 | other | CDU
2513788 | 38VS14017SHQSS | CDU | Side-discharge | 2-way stop valve | 19989294012 |  | 2044169 | 1 | Valve | CDU
2513788 | 38VS14017SHQSS | CDU | Side-discharge | φ15.88 stop valve | 19849289189 |  | 2044353 | 1 | other | CDU
2513788 | 38VS14017SHQSS | CDU | Side-discharge | Φ9.52 stop valve | 19849289188 |  | 2044268 | 1 | other | CDU
2513788 | 38VS14017SHQSS | CDU | Side-discharge | Solenoid valve seat | 19849174712 |  | 2044198 | 1 | other | CDU
2513788 | 38VS14017SHQSS | CDU | Side-discharge | Solenoid valve coil | 19989547111 |  | 2044251 | 1 | Magnetic Coil | CDU
2513788 | 38VS14017SHQSS | CDU | Side-discharge | Solenoid valve body | 1998A7499872 |  | 2044253 | 1 | other | CDU
2513788 | 38VS14017SHQSS | CDU | Side-discharge | Outlet pipe of SV1 | 19849282981 |  | 2044241 | 1 | other | CDU
2513788 | 38VS14017SHQSS | CDU | Side-discharge | The inlet-tube of SV1 | 19849282982 |  | 2044109 | 1 | other | CDU
2513788 | 38VS14017SHQSS | CDU | Side-discharge | D pipe of 4-way valve | 19849282980A |  | 2044189 | 1 | Valve | CDU
2513788 | 38VS14017SHQSS | CDU | Side-discharge | 4-way valve assy. | 19989549764E |  | 2044499 | 1 | other | CDU
2513788 | 38VS14017SHQSS | CDU | Side-discharge | C pipe of 4-way valve | 19849282961A |  | 2044294 | 1 | other | CDU
2513788 | 38VS14017SHQSS | CDU | Side-discharge | E pipe of 4-way valve | 19849281842B |  | 2044237 | 1 | other | CDU
2513788 | 38VS14017SHQSS | CDU | Side-discharge | S pipe of 4-way valve | 19849281841 |  | 2044285 | 1 | other | CDU
2513788 | 38VS14017SHQSS | CDU | Side-discharge | LEVa electronic expansion valve assy. | 19849297037 |  | 2044477 | 1 | EEV | CDU
2513788 | 38VS14017SHQSS | CDU | Side-discharge | Inlet pipe of LEVb | 19849281837 |  | 2044048 | 1 | other | CDU
2513788 | 38VS14017SHQSS | CDU | Side-discharge | Outlet pipe of LEVb | 19849281836 |  | 2044098 | 1 | other | CDU
2513788 | 38VS14017SHQSS | CDU | Side-discharge | LEVb electronic expansion valve coil | 19989547122 |  | 2044316 | 1 | EEV Motor | CDU
2513788 | 38VS14017SHQSS | CDU | Side-discharge | LEVb electronic expansion valve | 19989242059 |  | 2044413 | 1 | PMV Valve | CDU
2513788 | 38VS14017SHQSS | CDU | Side-discharge | Outlet pipe of LEVa | 19849281838 |  | 2044127 | 1 | other | CDU
2513788 | 38VS14017SHQSS | CDU | Side-discharge | Inlet pipe of LEVa | 19849281839 |  | 2044141 | 1 | other | CDU
2513788 | 38VS14017SHQSS | CDU | Side-discharge | Stop valve pipe of liquid pipe | 19849281840 |  | 2044303 | 1 | other | CDU
2513788 | 38VS14017SHQSS | CDU | Side-discharge | Outdoor ambient temp. sensor | 19989549807 |  | 2045691 | 1 | sensor | CDU
2513788 | 38VS14017SHQSS | CDU | Side-discharge | Power cord terminal block | 19989549815EA |  | 2044167 | 1 | other | CDU
2513788 | 38VS14017SHQSS | CDU | Side-discharge | Terminal block for communication | 19849598179 |  | 2044045 | 1 | other | CDU
2513788 | 38VS14017SHQSS | CDU | Side-discharge | Overcooling valve control board | 19848199726A |  | 2044388 | 1 | other | CDU
2513788 | 38VS14017SHQSS | CDU | Side-discharge | Main control board | 19848199853J |  | 2044582 | 1 | pcb | CDU
2513788 | 38VS14017SHQSS | CDU | Side-discharge | Plastic base | 19849798204A |  | 2044094 | 1 | other | CDU
2513788 | 38VS14017SHQSS | CDU | Side-discharge | Protect shell of reactor | 19849890480 |  | 2044143 | 1 | other | CDU
2513788 | 38VS14017SHQSS | CDU | Side-discharge | Reactor | 19849599438A |  | 2044497 | 1 | pcb | CDU
2513788 | 38VS14017SHQSS | CDU | Side-discharge | Plastic base | 1849891001 |  | 2044171 | 1 | other | CDU
2513788 | 38VS14017SHQSS | CDU | Side-discharge | Fixed plate | 19849890478 |  | 2044300 | 1 | other | CDU
2513788 | 38VS14017SHQSS | CDU | Side-discharge | Power module | 19849598072 |  | 2044617 | 1 | pcb | CDU
2513788 | 38VS14017SHQSS | CDU | Side-discharge | Fixed plate of digital display board | 19849890479 |  | 2044093 | 1 | other | CDU
2513788 | 38VS14017SHQSS | CDU | Side-discharge | Digital plate | 19848199756A |  | 2044436 | 1 | other | CDU
2513788 | 38VS14017SHQSS | CDU | Side-discharge | Defrosting temp. sensor | 19989549805 |  | 2045692 | 1 | sensor | CDU
2513788 | 38VS14017SHQSS | CDU | Side-discharge | High pressure sensor | 19989547471 |  | 2045693 | 1 | HP Sensor | CDU
2513788 | 38VS14017SHQSS | CDU | Side-discharge | Discharging temp. sensor | 19989548696 |  | 2045694 | 1 | sensor | CDU
2513788 | 38VS14017SHQSS | CDU | Side-discharge | Suction temp. sensor | 19989548692 |  | 2045695 | 1 | sensor | CDU
2513788 | 38VS14017SHQSS | CDU | Side-discharge | Low pressure sensor | 19989547470 |  | 2045696 | 1 | LP Sensor | CDU
2513788 | 38VS14017SHQSS | CDU | Side-discharge | High pressure switch | 19849599525 |  | 2044267 | 1 | hp Swtich | CDU
2513788 | 38VS14017SHQSS | CDU | Side-discharge | Heater | 19989549748 |  | 2044230 | 1 | other | CDU
2513789 | 38VS15517SHQSS | CDU | Side-discharge | Top cover | 19849177185 |  | 2044346 | 1 | other | CDU
2513789 | 38VS15517SHQSS | CDU | Side-discharge | Condensor assy. | 19849284960 |  | 2044620 | 1 | COIL | CDU
2513789 | 38VS15517SHQSS | CDU | Side-discharge | Motor bracket | 19849892591 |  | 2044391 | 1 | other | CDU
2513789 | 38VS15517SHQSS | CDU | Side-discharge | Motor | 19849598122 |  | 2044602 | 2 | motor | CDU
2513789 | 38VS15517SHQSS | CDU | Side-discharge | Fan | 19849798352 |  | 2044372 | 2 | fan | CDU
2513789 | 38VS15517SHQSS | CDU | Side-discharge | Panel-hot zinc plate | 19849893587 |  | 2044509 | 1 | other | CDU
2513789 | 38VS15517SHQSS | CDU | Side-discharge | Outlet grille-PP | 19849795392 |  | 2044304 | 2 | other | CDU
2513789 | 38VS15517SHQSS | CDU | Side-discharge | handle | 19849798351 |  | 2043984 | 3 | other | CDU
2513789 | 38VS15517SHQSS | CDU | Side-discharge | handle | 19849798350 |  | 2043978 | 1 | other | CDU
2513789 | 38VS15517SHQSS | CDU | Side-discharge | Back grill | 19849892590 |  | 2044298 | 1 | other | CDU
2513789 | 38VS15517SHQSS | CDU | Side-discharge | Partition plate | 19849892571 |  | 2044384 | 1 | other | CDU
2513789 | 38VS15517SHQSS | CDU | Side-discharge | Repair board | 19849136414 |  | 2044390 | 1 | other | CDU
2513789 | 38VS15517SHQSS | CDU | Side-discharge | Small service plate | 19849893596 |  | 2044096 | 1 | other | CDU
2513789 | 38VS15517SHQSS | CDU | Side-discharge | Small right plate | 19849893595 |  | 2044149 | 1 | other | CDU
2513789 | 38VS15517SHQSS | CDU | Side-discharge | Right plate | 19849177188 |  | 2044421 | 1 | other | CDU
2513789 | 38VS15517SHQSS | CDU | Side-discharge | Cover board | 19849799101 |  | 2044017 | 1 | other | CDU
2513789 | 38VS15517SHQSS | CDU | Side-discharge | Bottom plate | 19849174713 |  | 2044454 | 1 | other | CDU
2513789 | 38VS15517SHQSS | CDU | Side-discharge | Compressor | 19849288540 |  | 2044625 | 1 | compressor | CDU
2513789 | 38VS15517SHQSS | CDU | Side-discharge | Gas-liquid segregator | 19849285256 |  | 2044518 | 1 | other | CDU
2513789 | 38VS15517SHQSS | CDU | Side-discharge | Oil segregator | 19989244242 |  | 2044364 | 1 | other | CDU
2513789 | 38VS15517SHQSS | CDU | Side-discharge | Discharge pipe | 19849282989 |  | 2044238 | 1 | other | CDU
2513789 | 38VS15517SHQSS | CDU | Side-discharge | Outlet pipe of oil segregator | 19849281844 |  | 2044279 | 1 | other | CDU
2513789 | 38VS15517SHQSS | CDU | Side-discharge | The capillary tube of oil return | 19849282978A |  | 2045690 | 1 | other | CDU
2513789 | 38VS15517SHQSS | CDU | Side-discharge | Suction pipe | 19849281843 |  | 2044425 | 1 | other | CDU
2513789 | 38VS15517SHQSS | CDU | Side-discharge | 2-way stop valve | 19989294012 |  | 2044169 | 1 | Valve | CDU
2513789 | 38VS15517SHQSS | CDU | Side-discharge | φ15.88 stop valve | 19849289189 |  | 2044353 | 1 | other | CDU
2513789 | 38VS15517SHQSS | CDU | Side-discharge | Φ9.52 stop valve | 19849289188 |  | 2044268 | 1 | other | CDU
2513789 | 38VS15517SHQSS | CDU | Side-discharge | Solenoid valve seat | 19849174712 |  | 2044198 | 1 | other | CDU
2513789 | 38VS15517SHQSS | CDU | Side-discharge | Solenoid valve coil | 19989547111 |  | 2044251 | 1 | Magnetic Coil | CDU
2513789 | 38VS15517SHQSS | CDU | Side-discharge | Solenoid valve body | 1998A7499872 |  | 2044253 | 1 | other | CDU
2513789 | 38VS15517SHQSS | CDU | Side-discharge | Outlet pipe of SV1 | 19849282981 |  | 2044241 | 1 | other | CDU
2513789 | 38VS15517SHQSS | CDU | Side-discharge | The inlet-tube of SV1 | 19849282982 |  | 2044109 | 1 | other | CDU
2513789 | 38VS15517SHQSS | CDU | Side-discharge | D pipe of 4-way valve | 19849282980A |  | 2044189 | 1 | Valve | CDU
2513789 | 38VS15517SHQSS | CDU | Side-discharge | 4-way valve assy. | 19989549764E |  | 2044499 | 1 | other | CDU
2513789 | 38VS15517SHQSS | CDU | Side-discharge | C pipe of 4-way valve | 19849282961A |  | 2044294 | 1 | other | CDU
2513789 | 38VS15517SHQSS | CDU | Side-discharge | E pipe of 4-way valve | 19849281842B |  | 2044237 | 1 | other | CDU
2513789 | 38VS15517SHQSS | CDU | Side-discharge | S pipe of 4-way valve | 19849281841 |  | 2044285 | 1 | other | CDU
2513789 | 38VS15517SHQSS | CDU | Side-discharge | LEVa electronic expansion valve assy. | 19849297037 |  | 2044477 | 1 | EEV | CDU
2513789 | 38VS15517SHQSS | CDU | Side-discharge | Inlet pipe of LEVb | 19849281837 |  | 2044048 | 1 | other | CDU
2513789 | 38VS15517SHQSS | CDU | Side-discharge | Outlet pipe of LEVb | 19849281836 |  | 2044098 | 1 | other | CDU
2513789 | 38VS15517SHQSS | CDU | Side-discharge | LEVb electronic expansion valve coil | 19989547122 |  | 2044316 | 1 | EEV Motor | CDU
2513789 | 38VS15517SHQSS | CDU | Side-discharge | LEVb electronic expansion valve | 19989242059 |  | 2044413 | 1 | PMV Valve | CDU
2513789 | 38VS15517SHQSS | CDU | Side-discharge | Outlet pipe of LEVa | 19849281838 |  | 2044127 | 1 | other | CDU
2513789 | 38VS15517SHQSS | CDU | Side-discharge | Inlet pipe of LEVa | 19849281839 |  | 2044141 | 1 | other | CDU
2513789 | 38VS15517SHQSS | CDU | Side-discharge | Stop valve pipe of liquid pipe | 19849281840 |  | 2044303 | 1 | other | CDU
2513789 | 38VS15517SHQSS | CDU | Side-discharge | Outdoor ambient temp. sensor | 19989549807 |  | 2045691 | 1 | sensor | CDU
2513789 | 38VS15517SHQSS | CDU | Side-discharge | Power cord terminal block | 19989549815EA |  | 2044167 | 1 | other | CDU
2513789 | 38VS15517SHQSS | CDU | Side-discharge | Terminal block for communication | 19849598179 |  | 2044045 | 1 | other | CDU
2513789 | 38VS15517SHQSS | CDU | Side-discharge | Overcooling valve control board | 19848199726A |  | 2044388 | 1 | other | CDU
2513789 | 38VS15517SHQSS | CDU | Side-discharge | Main control board | 19848199853J |  | 2044582 | 1 | pcb | CDU
2513789 | 38VS15517SHQSS | CDU | Side-discharge | Plastic base | 19849798204A |  | 2044094 | 1 | other | CDU
2513789 | 38VS15517SHQSS | CDU | Side-discharge | Protect shell of reactor | 19849890480 |  | 2044143 | 1 | other | CDU
2513789 | 38VS15517SHQSS | CDU | Side-discharge | Reactor | 19849599438A |  | 2044497 | 1 | pcb | CDU
2513789 | 38VS15517SHQSS | CDU | Side-discharge | Plastic base | 1849891001 |  | 2044171 | 1 | other | CDU
2513789 | 38VS15517SHQSS | CDU | Side-discharge | Fixed plate | 19849890478 |  | 2044300 | 1 | other | CDU
2513789 | 38VS15517SHQSS | CDU | Side-discharge | Power module | 19849598072 |  | 2044617 | 1 | pcb | CDU
2513789 | 38VS15517SHQSS | CDU | Side-discharge | Fixed plate of digital display board | 19849890479 |  | 2044093 | 1 | other | CDU
2513789 | 38VS15517SHQSS | CDU | Side-discharge | Digital plate | 19848199756A |  | 2044436 | 1 | other | CDU
2513789 | 38VS15517SHQSS | CDU | Side-discharge | Defrosting temp. sensor | 19989549805 |  | 2045692 | 1 | sensor | CDU
2513789 | 38VS15517SHQSS | CDU | Side-discharge | High pressure sensor | 19989547471 |  | 2045693 | 1 | HP Sensor | CDU
2513789 | 38VS15517SHQSS | CDU | Side-discharge | Discharging temp. sensor | 19989548696 |  | 2045694 | 1 | sensor | CDU
2513789 | 38VS15517SHQSS | CDU | Side-discharge | Suction temp. sensor | 19989548692 |  | 2045695 | 1 | sensor | CDU
2513789 | 38VS15517SHQSS | CDU | Side-discharge | Low pressure sensor | 19989547470 |  | 2045696 | 1 | LP Sensor | CDU
2513789 | 38VS15517SHQSS | CDU | Side-discharge | High pressure switch | 19849599525 |  | 2044267 | 1 | hp Swtich | CDU
2513789 | 38VS15517SHQSS | CDU | Side-discharge | Heater | 19989549748 |  | 2044230 | 1 | other | CDU
2513791 | 38VS140173HQSS | CDU | Side-discharge | Top cover | 19849177185 |  | 2044346 | 1 | other | CDU
2513791 | 38VS140173HQSS | CDU | Side-discharge | Condensor assy. | 19849284960 |  | 2044620 | 1 | COIL | CDU
2513791 | 38VS140173HQSS | CDU | Side-discharge | Motor bracket | 19849892591 |  | 2044391 | 1 | other | CDU
2513791 | 38VS140173HQSS | CDU | Side-discharge | Motor | 19849598122 |  | 2044602 | 2 | motor | CDU
2513791 | 38VS140173HQSS | CDU | Side-discharge | Fan | 19849798352 |  | 2044372 | 2 | fan | CDU
2513791 | 38VS140173HQSS | CDU | Side-discharge | Panel-hot zinc plate | 19849893587 |  | 2044509 | 1 | other | CDU
2513791 | 38VS140173HQSS | CDU | Side-discharge | Outlet grille-PP | 19849795392 |  | 2044304 | 2 | other | CDU
2513791 | 38VS140173HQSS | CDU | Side-discharge | handle | 19849798351 |  | 2043984 | 3 | other | CDU
2513791 | 38VS140173HQSS | CDU | Side-discharge | handle | 19849798350 |  | 2043978 | 1 | other | CDU
2513791 | 38VS140173HQSS | CDU | Side-discharge | Back grill | 19849892590 |  | 2044298 | 1 | other | CDU
2513791 | 38VS140173HQSS | CDU | Side-discharge | Partition plate | 19849892571 |  | 2044384 | 1 | other | CDU
2513791 | 38VS140173HQSS | CDU | Side-discharge | Repair board | 19849136414 |  | 2044390 | 1 | other | CDU
2513791 | 38VS140173HQSS | CDU | Side-discharge | Small service plate | 19849893596 |  | 2044096 | 1 | other | CDU
2513791 | 38VS140173HQSS | CDU | Side-discharge | Small right plate | 19849893595 |  | 2044149 | 1 | other | CDU
2513791 | 38VS140173HQSS | CDU | Side-discharge | Right plate | 19849177188 |  | 2044421 | 1 | other | CDU
2513791 | 38VS140173HQSS | CDU | Side-discharge | Top cover | 19849799101 |  | 2044017 | 1 | other | CDU
2513791 | 38VS140173HQSS | CDU | Side-discharge | Bottom plate | 19849174713 |  | 2044454 | 1 | other | CDU
2513791 | 38VS140173HQSS | CDU | Side-discharge | Compressor | 19849288796 |  | 2044626 | 1 | compressor | CDU
2513791 | 38VS140173HQSS | CDU | Side-discharge | Gas-liquid segregator | 19849285256 |  | 2044518 | 1 | other | CDU
2513791 | 38VS140173HQSS | CDU | Side-discharge | Oil segregator | 19989244242 |  | 2044364 | 1 | other | CDU
2513791 | 38VS140173HQSS | CDU | Side-discharge | Discharge pipe | 19849282989 |  | 2044238 | 1 | other | CDU
2513791 | 38VS140173HQSS | CDU | Side-discharge | Outlet pipe of oil segregator | 19849281844 |  | 2044279 | 1 | other | CDU
2513791 | 38VS140173HQSS | CDU | Side-discharge | The capillary tube of oil return | 19849282978A |  | 2045690 | 1 | other | CDU
2513791 | 38VS140173HQSS | CDU | Side-discharge | Suction pipe | 19849281843 |  | 2044425 | 1 | other | CDU
2513791 | 38VS140173HQSS | CDU | Side-discharge | 2-way stop valve | 19989294012 |  | 2044169 | 1 | Valve | CDU
2513791 | 38VS140173HQSS | CDU | Side-discharge | φ15.88 stop valve | 19849289189 |  | 2044353 | 1 | other | CDU
2513791 | 38VS140173HQSS | CDU | Side-discharge | Φ9.52 stop valve | 19849289188 |  | 2044268 | 1 | other | CDU
2513791 | 38VS140173HQSS | CDU | Side-discharge | Solenoid valve seat | 19849174712 |  | 2044198 | 1 | other | CDU
2513791 | 38VS140173HQSS | CDU | Side-discharge | Solenoid valve coil | 19989547111 |  | 2044251 | 1 | Magnetic Coil | CDU
2513791 | 38VS140173HQSS | CDU | Side-discharge | Solenoid valve body | 1998A7499872 |  | 2044253 | 1 | other | CDU
2513791 | 38VS140173HQSS | CDU | Side-discharge | Outlet pipe of SV1 | 19849282981 |  | 2044241 | 1 | other | CDU
2513791 | 38VS140173HQSS | CDU | Side-discharge | The inlet-tube of SV1 | 19849282982 |  | 2044109 | 1 | other | CDU
2513791 | 38VS140173HQSS | CDU | Side-discharge | D pipe of 4-way valve | 19849282980A |  | 2044189 | 1 | Valve | CDU
2513791 | 38VS140173HQSS | CDU | Side-discharge | 4-way valve assy. | 19989549764E |  | 2044499 | 1 | other | CDU
2513791 | 38VS140173HQSS | CDU | Side-discharge | C pipe of 4-way valve | 19849282961A |  | 2044294 | 1 | other | CDU
2513791 | 38VS140173HQSS | CDU | Side-discharge | E pipe of 4-way valve | 19849281842B |  | 2044237 | 1 | other | CDU
2513791 | 38VS140173HQSS | CDU | Side-discharge | S pipe of 4-way valve | 19849281841 |  | 2044285 | 1 | other | CDU
2513791 | 38VS140173HQSS | CDU | Side-discharge | LEVa electronic expansion valve assy. | 19849297037 |  | 2044477 | 1 | EEV | CDU
2513791 | 38VS140173HQSS | CDU | Side-discharge | Inlet pipe of LEVb | 19849281837 |  | 2044048 | 1 | other | CDU
2513791 | 38VS140173HQSS | CDU | Side-discharge | Outlet pipe of LEVb | 19849281836 |  | 2044098 | 1 | other | CDU
2513791 | 38VS140173HQSS | CDU | Side-discharge | LEVb electronic expansion valve coil | 19989547122 |  | 2044316 | 1 | EEV Motor | CDU
2513791 | 38VS140173HQSS | CDU | Side-discharge | LEVb electronic expansion valve | 19989242059 |  | 2044413 | 1 | PMV Valve | CDU
2513791 | 38VS140173HQSS | CDU | Side-discharge | Outlet pipe of LEVa | 19849281838 |  | 2044127 | 1 | other | CDU
2513791 | 38VS140173HQSS | CDU | Side-discharge | Inlet pipe of LEVa | 19849281839 |  | 2044141 | 1 | other | CDU
2513791 | 38VS140173HQSS | CDU | Side-discharge | Stop valve pipe of liquid pipe | 19849281840 |  | 2044303 | 1 | other | CDU
2513791 | 38VS140173HQSS | CDU | Side-discharge | Outdoor ambient temp. sensor | 19989549807 |  | 2045691 | 1 | sensor | CDU
2513791 | 38VS140173HQSS | CDU | Side-discharge | Terminal block for power supply | 19989548733E |  | 2044136 | 1 | other | CDU
2513791 | 38VS140173HQSS | CDU | Side-discharge | Communication terminal block | 19989549814E |  | 2044030 | 1 | other | CDU
2513791 | 38VS140173HQSS | CDU | Side-discharge | overcooling valve control board | 19848199726 |  | 2044299 | 1 | other | CDU
2513791 | 38VS140173HQSS | CDU | Side-discharge | Main control board | 19848199853J |  | 2044582 | 1 | pcb | CDU
2513791 | 38VS140173HQSS | CDU | Side-discharge | The plastic base | 19849798204 |  | 2044147 | 1 | other | CDU
2513791 | 38VS140173HQSS | CDU | Side-discharge | Reactor cover | 19849890480A |  | 2044144 | 1 | other | CDU
2513791 | 38VS140173HQSS | CDU | Side-discharge | Reactor | 19989596249EA |  | 2044312 | 1 | pcb | CDU
2513791 | 38VS140173HQSS | CDU | Side-discharge | Fixed plate of main control board | 19849891001 |  | 2044191 | 1 | other | CDU
2513791 | 38VS140173HQSS | CDU | Side-discharge | Fixed plate | 19849890478 |  | 2044300 | 1 | other | CDU
2513791 | 38VS140173HQSS | CDU | Side-discharge | Module board | 19849598240AB |  | 2044618 | 1 | pcb | CDU
2513791 | 38VS140173HQSS | CDU | Side-discharge | Fixed plate of digital display board | 19849890479 |  | 2044093 | 1 | other | CDU
2513791 | 38VS140173HQSS | CDU | Side-discharge | Digital board | 19848199756 |  | 2044341 | 1 | PCB | CDU
2513791 | 38VS140173HQSS | CDU | Side-discharge | Defrosting temp. sensor | 19989549805 |  | 2045692 | 1 | sensor | CDU
2513791 | 38VS140173HQSS | CDU | Side-discharge | High pressure sensor | 19989547471 |  | 2045693 | 1 | HP Sensor | CDU
2513791 | 38VS140173HQSS | CDU | Side-discharge | Discharging temp. sensor | 19989548696 |  | 2045694 | 1 | sensor | CDU
2513791 | 38VS140173HQSS | CDU | Side-discharge | Suction temp. sensor | 19989548692 |  | 2045695 | 1 | sensor | CDU
2513791 | 38VS140173HQSS | CDU | Side-discharge | Low pressure sensor | 19989547470 |  | 2045696 | 1 | LP Sensor | CDU
2513791 | 38VS140173HQSS | CDU | Side-discharge | High pressure switch | 19849599525 |  | 2044267 | 1 | hp Swtich | CDU
2513791 | 38VS140173HQSS | CDU | Side-discharge | Heater | 19989549748 |  | 2044230 | 1 | other | CDU
2513791 | 38VS140173HQSS | CDU | Side-discharge | Tube temp. sensor | 19989548671 |  | 2045704 | 1 | sensor | CDU
2513791 | 38VS140173HQSS | CDU | Side-discharge | Filter Board | 19848199483 |  | 2044427 | 1 | pcb | CDU
2513791 | 38VS140173HQSS | CDU | Side-discharge | Capacitor board | 19848199761 |  | 2044172 | 1 | PCB | CDU
2513791 | 38VS140173HQSS | CDU | Side-discharge | CT Board | 19989549872D |  | 2044453 | 1 | pcb | CDU
2513792 | 38VS155173HQSS | CDU | Side-discharge | Top cover | 19849177185 |  | 2044346 | 1 | other | CDU
2513792 | 38VS155173HQSS | CDU | Side-discharge | Condensor assy. | 19849284960 |  | 2044620 | 1 | COIL | CDU
2513792 | 38VS155173HQSS | CDU | Side-discharge | Motor bracket | 19849892591 |  | 2044391 | 1 | other | CDU
2513792 | 38VS155173HQSS | CDU | Side-discharge | Motor | 19849598122 |  | 2044602 | 2 | motor | CDU
2513792 | 38VS155173HQSS | CDU | Side-discharge | Fan | 19849798352 |  | 2044372 | 2 | fan | CDU
2513792 | 38VS155173HQSS | CDU | Side-discharge | Panel-hot zinc plate | 19849893587 |  | 2044509 | 1 | other | CDU
2513792 | 38VS155173HQSS | CDU | Side-discharge | Outlet grille-PP | 19849795392 |  | 2044304 | 2 | other | CDU
2513792 | 38VS155173HQSS | CDU | Side-discharge | handle | 19849798351 |  | 2043984 | 3 | other | CDU
2513792 | 38VS155173HQSS | CDU | Side-discharge | handle | 19849798350 |  | 2043978 | 1 | other | CDU
2513792 | 38VS155173HQSS | CDU | Side-discharge | Back grill | 19849892590 |  | 2044298 | 1 | other | CDU
2513792 | 38VS155173HQSS | CDU | Side-discharge | Partition plate | 19849892571 |  | 2044384 | 1 | other | CDU
2513792 | 38VS155173HQSS | CDU | Side-discharge | Repair board | 19849136414 |  | 2044390 | 1 | other | CDU
2513792 | 38VS155173HQSS | CDU | Side-discharge | Small service plate | 19849893596 |  | 2044096 | 1 | other | CDU
2513792 | 38VS155173HQSS | CDU | Side-discharge | Small right plate | 19849893595 |  | 2044149 | 1 | other | CDU
2513792 | 38VS155173HQSS | CDU | Side-discharge | Right plate | 19849177188 |  | 2044421 | 1 | other | CDU
2513792 | 38VS155173HQSS | CDU | Side-discharge | Top cover | 19849799101 |  | 2044017 | 1 | other | CDU
2513792 | 38VS155173HQSS | CDU | Side-discharge | Bottom plate | 19849174713 |  | 2044454 | 1 | other | CDU
2513792 | 38VS155173HQSS | CDU | Side-discharge | Compressor | 19849288796 |  | 2044626 | 1 | compressor | CDU
2513792 | 38VS155173HQSS | CDU | Side-discharge | Gas-liquid segregator | 19849285256 |  | 2044518 | 1 | other | CDU
2513792 | 38VS155173HQSS | CDU | Side-discharge | Oil segregator | 19989244242 |  | 2044364 | 1 | other | CDU
2513792 | 38VS155173HQSS | CDU | Side-discharge | Discharge pipe | 19849282989 |  | 2044238 | 1 | other | CDU
2513792 | 38VS155173HQSS | CDU | Side-discharge | Outlet pipe of oil segregator | 19849281844 |  | 2044279 | 1 | other | CDU
2513792 | 38VS155173HQSS | CDU | Side-discharge | The capillary tube of oil return | 19849282978A |  | 2045690 | 1 | other | CDU
2513792 | 38VS155173HQSS | CDU | Side-discharge | Suction pipe | 19849281843 |  | 2044425 | 1 | other | CDU
2513792 | 38VS155173HQSS | CDU | Side-discharge | 2-way stop valve | 19989294012 |  | 2044169 | 1 | Valve | CDU
2513792 | 38VS155173HQSS | CDU | Side-discharge | φ15.88 stop valve | 19849289189 |  | 2044353 | 1 | other | CDU
2513792 | 38VS155173HQSS | CDU | Side-discharge | Φ9.52 stop valve | 19849289188 |  | 2044268 | 1 | other | CDU
2513792 | 38VS155173HQSS | CDU | Side-discharge | Solenoid valve seat | 19849174712 |  | 2044198 | 1 | other | CDU
2513792 | 38VS155173HQSS | CDU | Side-discharge | Solenoid valve coil | 19989547111 |  | 2044251 | 1 | Magnetic Coil | CDU
2513792 | 38VS155173HQSS | CDU | Side-discharge | Solenoid valve body | 1998A7499872 |  | 2044253 | 1 | other | CDU
2513792 | 38VS155173HQSS | CDU | Side-discharge | Outlet pipe of SV1 | 19849282981 |  | 2044241 | 1 | other | CDU
2513792 | 38VS155173HQSS | CDU | Side-discharge | The inlet-tube of SV1 | 19849282982 |  | 2044109 | 1 | other | CDU
2513792 | 38VS155173HQSS | CDU | Side-discharge | D pipe of 4-way valve | 19849282980A |  | 2044189 | 1 | Valve | CDU
2513792 | 38VS155173HQSS | CDU | Side-discharge | 4-way valve assy. | 19989549764E |  | 2044499 | 1 | other | CDU
2513792 | 38VS155173HQSS | CDU | Side-discharge | C pipe of 4-way valve | 19849282961A |  | 2044294 | 1 | other | CDU
2513792 | 38VS155173HQSS | CDU | Side-discharge | E pipe of 4-way valve | 19849281842B |  | 2044237 | 1 | other | CDU
2513792 | 38VS155173HQSS | CDU | Side-discharge | S pipe of 4-way valve | 19849281841 |  | 2044285 | 1 | other | CDU
2513792 | 38VS155173HQSS | CDU | Side-discharge | LEVa electronic expansion valve assy. | 19849297037 |  | 2044477 | 1 | EEV | CDU
2513792 | 38VS155173HQSS | CDU | Side-discharge | Inlet pipe of LEVb | 19849281837 |  | 2044048 | 1 | other | CDU
2513792 | 38VS155173HQSS | CDU | Side-discharge | Outlet pipe of LEVb | 19849281836 |  | 2044098 | 1 | other | CDU
2513792 | 38VS155173HQSS | CDU | Side-discharge | LEVb electronic expansion valve coil | 19989547122 |  | 2044316 | 1 | EEV Motor | CDU
2513792 | 38VS155173HQSS | CDU | Side-discharge | LEVb electronic expansion valve | 19989242059 |  | 2044413 | 1 | PMV Valve | CDU
2513792 | 38VS155173HQSS | CDU | Side-discharge | Outlet pipe of LEVa | 19849281838 |  | 2044127 | 1 | other | CDU
2513792 | 38VS155173HQSS | CDU | Side-discharge | Inlet pipe of LEVa | 19849281839 |  | 2044141 | 1 | other | CDU
2513792 | 38VS155173HQSS | CDU | Side-discharge | Stop valve pipe of liquid pipe | 19849281840 |  | 2044303 | 1 | other | CDU
2513792 | 38VS155173HQSS | CDU | Side-discharge | Outdoor ambient temp. sensor | 19989549807 |  | 2045691 | 1 | sensor | CDU
2513792 | 38VS155173HQSS | CDU | Side-discharge | Terminal block for power supply | 19989548733E |  | 2044136 | 1 | other | CDU
2513792 | 38VS155173HQSS | CDU | Side-discharge | Communication terminal block | 19989549814E |  | 2044030 | 1 | other | CDU
2513792 | 38VS155173HQSS | CDU | Side-discharge | overcooling valve control board | 19848199726 |  | 2044299 | 1 | other | CDU
2513792 | 38VS155173HQSS | CDU | Side-discharge | Main control board | 19848199853J |  | 2044582 | 1 | pcb | CDU
2513792 | 38VS155173HQSS | CDU | Side-discharge | The plastic base | 19849798204 |  | 2044147 | 1 | other | CDU
2513792 | 38VS155173HQSS | CDU | Side-discharge | Reactor cover | 19849890480A |  | 2044144 | 1 | other | CDU
2513792 | 38VS155173HQSS | CDU | Side-discharge | Reactor | 19989596249EA |  | 2044312 | 1 | pcb | CDU
2513792 | 38VS155173HQSS | CDU | Side-discharge | Fixed plate of main control board | 19849891001 |  | 2044191 | 1 | other | CDU
2513792 | 38VS155173HQSS | CDU | Side-discharge | Fixed plate | 19849890478 |  | 2044300 | 1 | other | CDU
2513792 | 38VS155173HQSS | CDU | Side-discharge | Module board | 19849598240AB |  | 2044618 | 1 | pcb | CDU
2513792 | 38VS155173HQSS | CDU | Side-discharge | Fixed plate of digital display board | 19849890479 |  | 2044093 | 1 | other | CDU
2513792 | 38VS155173HQSS | CDU | Side-discharge | Digital board | 19848199756 |  | 2044341 | 1 | PCB | CDU
2513792 | 38VS155173HQSS | CDU | Side-discharge | Defrosting temp. sensor | 19989549805 |  | 2045692 | 1 | sensor | CDU
2513792 | 38VS155173HQSS | CDU | Side-discharge | High pressure sensor | 19989547471 |  | 2045693 | 1 | HP Sensor | CDU
2513792 | 38VS155173HQSS | CDU | Side-discharge | Discharging temp. sensor | 19989548696 |  | 2045694 | 1 | sensor | CDU
2513792 | 38VS155173HQSS | CDU | Side-discharge | Suction temp. sensor | 19989548692 |  | 2045695 | 1 | sensor | CDU
2513792 | 38VS155173HQSS | CDU | Side-discharge | Low pressure sensor | 19989547470 |  | 2045696 | 1 | LP Sensor | CDU
2513792 | 38VS155173HQSS | CDU | Side-discharge | High pressure switch | 19849599525 |  | 2044267 | 1 | hp Swtich | CDU
2513792 | 38VS155173HQSS | CDU | Side-discharge | Heater | 19989549748 |  | 2044230 | 1 | other | CDU
2513792 | 38VS155173HQSS | CDU | Side-discharge | Tube temp. sensor | 19989548671 |  | 2045704 | 1 | sensor | CDU
2513792 | 38VS155173HQSS | CDU | Side-discharge | Filter Board | 19848199483 |  | 2044427 | 1 | pcb | CDU
2513792 | 38VS155173HQSS | CDU | Side-discharge | Capacitor board | 19848199761 |  | 2044172 | 1 | PCB | CDU
2513792 | 38VS155173HQSS | CDU | Side-discharge | CT Board | 19989549872D |  | 2044453 | 1 | pcb | CDU
#N/A | 38VS140L74HQSS | #N/A | Side-discharge | Top cover | 19849177185 |  | 2044346 | 1 | other | #N/A
#N/A | 38VS140L74HQSS | #N/A | Side-discharge | Condensor assy. | 19849284960 |  | 2044620 | 1 | COIL | #N/A
#N/A | 38VS140L74HQSS | #N/A | Side-discharge | Motor bracket | 19849892591 |  | 2044391 | 1 | other | #N/A
#N/A | 38VS140L74HQSS | #N/A | Side-discharge | Motor | 19849598122 |  | 2044602 | 2 | motor | #N/A
#N/A | 38VS140L74HQSS | #N/A | Side-discharge | Fan | 19849798352 |  | 2044372 | 2 | fan | #N/A
#N/A | 38VS140L74HQSS | #N/A | Side-discharge | Panel-hot zinc plate | 19849893587 |  | 2044509 | 1 | other | #N/A
#N/A | 38VS140L74HQSS | #N/A | Side-discharge | Outlet grille-PP | 19849795392 |  | 2044304 | 2 | other | #N/A
#N/A | 38VS140L74HQSS | #N/A | Side-discharge | handle | 19849798351 |  | 2043984 | 3 | other | #N/A
#N/A | 38VS140L74HQSS | #N/A | Side-discharge | handle | 19849798350 |  | 2043978 | 1 | other | #N/A
#N/A | 38VS140L74HQSS | #N/A | Side-discharge | Back grill | 19849892590 |  | 2044298 | 1 | other | #N/A
#N/A | 38VS140L74HQSS | #N/A | Side-discharge | Partition plate | 19849892571 |  | 2044384 | 1 | other | #N/A
#N/A | 38VS140L74HQSS | #N/A | Side-discharge | Repair board | 19849136414 |  | 2044390 | 1 | other | #N/A
#N/A | 38VS140L74HQSS | #N/A | Side-discharge | Small service plate | 19849893596 |  | 2044096 | 1 | other | #N/A
#N/A | 38VS140L74HQSS | #N/A | Side-discharge | Small right plate | 19849893595 |  | 2044149 | 1 | other | #N/A
#N/A | 38VS140L74HQSS | #N/A | Side-discharge | Right plate | 19849177188 |  | 2044421 | 1 | other | #N/A
#N/A | 38VS140L74HQSS | #N/A | Side-discharge | Top cover | 19849799101 |  | 2044017 | 1 | other | #N/A
#N/A | 38VS140L74HQSS | #N/A | Side-discharge | Bottom plate | 19849174713 |  | 2044454 | 1 | other | #N/A
#N/A | 38VS140L74HQSS | #N/A | Side-discharge | Compressor | 19849288796 |  | 2044626 | 1 | compressor | #N/A
#N/A | 38VS140L74HQSS | #N/A | Side-discharge | Gas-liquid segregator | 19849285256 |  | 2044518 | 1 | other | #N/A
#N/A | 38VS140L74HQSS | #N/A | Side-discharge | Oil segregator | 19989244242 |  | 2044364 | 1 | other | #N/A
#N/A | 38VS140L74HQSS | #N/A | Side-discharge | Discharge pipe | 19849282989 |  | 2044238 | 1 | other | #N/A
#N/A | 38VS140L74HQSS | #N/A | Side-discharge | Outlet pipe of oil segregator | 19849281844 |  | 2044279 | 1 | other | #N/A
#N/A | 38VS140L74HQSS | #N/A | Side-discharge | The capillary tube of oil return | 19849282978A |  | 2045690 | 1 | other | #N/A
#N/A | 38VS140L74HQSS | #N/A | Side-discharge | Suction pipe | 19849281843 |  | 2044425 | 1 | other | #N/A
#N/A | 38VS140L74HQSS | #N/A | Side-discharge | 2-way stop valve | 19989294012 |  | 2044169 | 1 | Valve | #N/A
#N/A | 38VS140L74HQSS | #N/A | Side-discharge | φ15.88 stop valve | 19849289189 |  | 2044353 | 1 | other | #N/A
#N/A | 38VS140L74HQSS | #N/A | Side-discharge | Φ9.52 stop valve | 19849289188 |  | 2044268 | 1 | other | #N/A
#N/A | 38VS140L74HQSS | #N/A | Side-discharge | Solenoid valve seat | 19849174712 |  | 2044198 | 1 | other | #N/A
#N/A | 38VS140L74HQSS | #N/A | Side-discharge | Solenoid valve coil | 19989547111 |  | 2044251 | 1 | Magnetic Coil | #N/A
#N/A | 38VS140L74HQSS | #N/A | Side-discharge | Solenoid valve body | 1998A7499872 |  | 2044253 | 1 | other | #N/A
#N/A | 38VS140L74HQSS | #N/A | Side-discharge | Outlet pipe of SV1 | 19849282981 |  | 2044241 | 1 | other | #N/A
#N/A | 38VS140L74HQSS | #N/A | Side-discharge | The inlet-tube of SV1 | 19849282982 |  | 2044109 | 1 | other | #N/A
#N/A | 38VS140L74HQSS | #N/A | Side-discharge | D pipe of 4-way valve | 19849282980A |  | 2044189 | 1 | Valve | #N/A
#N/A | 38VS140L74HQSS | #N/A | Side-discharge | 4-way valve assy. | 19989549764E |  | 2044499 | 1 | other | #N/A
#N/A | 38VS140L74HQSS | #N/A | Side-discharge | C pipe of 4-way valve | 19849282961A |  | 2044294 | 1 | other | #N/A
#N/A | 38VS140L74HQSS | #N/A | Side-discharge | E pipe of 4-way valve | 19849281842B |  | 2044237 | 1 | other | #N/A
#N/A | 38VS140L74HQSS | #N/A | Side-discharge | S pipe of 4-way valve | 19849281841 |  | 2044285 | 1 | other | #N/A
#N/A | 38VS140L74HQSS | #N/A | Side-discharge | LEVa electronic expansion valve assy. | 19849297037 |  | 2044477 | 1 | EEV | #N/A
#N/A | 38VS140L74HQSS | #N/A | Side-discharge | Inlet pipe of LEVb | 19849281837 |  | 2044048 | 1 | other | #N/A
#N/A | 38VS140L74HQSS | #N/A | Side-discharge | Outlet pipe of LEVb | 19849281836 |  | 2044098 | 1 | other | #N/A
#N/A | 38VS140L74HQSS | #N/A | Side-discharge | LEVb electronic expansion valve coil | 19989547122 |  | 2044316 | 1 | EEV Motor | #N/A
#N/A | 38VS140L74HQSS | #N/A | Side-discharge | LEVb electronic expansion valve | 19989242059 |  | 2044413 | 1 | PMV Valve | #N/A
#N/A | 38VS140L74HQSS | #N/A | Side-discharge | Outlet pipe of LEVa | 19849281838 |  | 2044127 | 1 | other | #N/A
#N/A | 38VS140L74HQSS | #N/A | Side-discharge | Inlet pipe of LEVa | 19849281839 |  | 2044141 | 1 | other | #N/A
#N/A | 38VS140L74HQSS | #N/A | Side-discharge | Stop valve pipe of liquid pipe | 19849281840 |  | 2044303 | 1 | other | #N/A
#N/A | 38VS140L74HQSS | #N/A | Side-discharge | Outdoor ambient temp. sensor | 19989549807 |  | 2045691 | 1 | sensor | #N/A
#N/A | 38VS140L74HQSS | #N/A | Side-discharge | Terminal block for power supply | 19989548733E |  | 2044136 | 1 | other | #N/A
#N/A | 38VS140L74HQSS | #N/A | Side-discharge | Communication terminal block | 19989549814E |  | 2044030 | 1 | other | #N/A
#N/A | 38VS140L74HQSS | #N/A | Side-discharge | overcooling valve control board | 19848199726 |  | 2044299 | 1 | other | #N/A
#N/A | 38VS140L74HQSS | #N/A | Side-discharge | Main control board | 19848199853J |  | 2044582 | 1 | pcb | #N/A
#N/A | 38VS140L74HQSS | #N/A | Side-discharge | The plastic base | 19849798204 |  | 2044147 | 1 | other | #N/A
#N/A | 38VS140L74HQSS | #N/A | Side-discharge | Reactor cover | 19849890480A |  | 2044144 | 1 | other | #N/A
#N/A | 38VS140L74HQSS | #N/A | Side-discharge | Reactor | 19989596249EA |  | 2044312 | 1 | pcb | #N/A
#N/A | 38VS140L74HQSS | #N/A | Side-discharge | Fixed plate of main control board | 19849891001 |  | 2044191 | 1 | other | #N/A
#N/A | 38VS140L74HQSS | #N/A | Side-discharge | Fixed plate | 19849890478 |  | 2044300 | 1 | other | #N/A
#N/A | 38VS140L74HQSS | #N/A | Side-discharge | Module board | 19849598240AB |  | 2044618 | 1 | pcb | #N/A
#N/A | 38VS140L74HQSS | #N/A | Side-discharge | Fixed plate of digital display board | 19849890479 |  | 2044093 | 1 | other | #N/A
#N/A | 38VS140L74HQSS | #N/A | Side-discharge | Digital board | 19848199756 |  | 2044341 | 1 | PCB | #N/A
#N/A | 38VS140L74HQSS | #N/A | Side-discharge | Defrosting temp. sensor | 19989549805 |  | 2045692 | 1 | sensor | #N/A
#N/A | 38VS140L74HQSS | #N/A | Side-discharge | High pressure sensor | 19989547471 |  | 2045693 | 1 | HP Sensor | #N/A
#N/A | 38VS140L74HQSS | #N/A | Side-discharge | Discharging temp. sensor | 19989548696 |  | 2045694 | 1 | sensor | #N/A
#N/A | 38VS140L74HQSS | #N/A | Side-discharge | Suction temp. sensor | 19989548692 |  | 2045695 | 1 | sensor | #N/A
#N/A | 38VS140L74HQSS | #N/A | Side-discharge | Low pressure sensor | 19989547470 |  | 2045696 | 1 | LP Sensor | #N/A
#N/A | 38VS140L74HQSS | #N/A | Side-discharge | High pressure switch | 19849599525 |  | 2044267 | 1 | hp Swtich | #N/A
#N/A | 38VS140L74HQSS | #N/A | Side-discharge | Heater | 19989549748 |  | 2044230 | 1 | other | #N/A
#N/A | 38VS140L74HQSS | #N/A | Side-discharge | Tube temp. sensor | 19989548671 |  | 2045704 | 1 | sensor | #N/A
#N/A | 38VS140L74HQSS | #N/A | Side-discharge | Filter Board | 19848199483 |  | 2044427 | 1 | pcb | #N/A
#N/A | 38VS140L74HQSS | #N/A | Side-discharge | Capacitor board | 19848199761 |  | 2044172 | 1 | PCB | #N/A
#N/A | 38VS140L74HQSS | #N/A | Side-discharge | CT Board | 19989549872D |  | 2044453 | 1 | pcb | #N/A
#N/A | 38VS180l74HQSS | #N/A | Side-discharge | Top cover | 19849177185 |  | 2044346 | 1 | other | #N/A
#N/A | 38VS180l74HQSS | #N/A | Side-discharge | Condensor assy. | 19849284960 |  | 2044620 | 1 | COIL | #N/A
#N/A | 38VS180l74HQSS | #N/A | Side-discharge | Motor bracket | 19849892591 |  | 2044391 | 1 | other | #N/A
#N/A | 38VS180l74HQSS | #N/A | Side-discharge | Motor | 19849598122 |  | 2044602 | 2 | motor | #N/A
#N/A | 38VS180l74HQSS | #N/A | Side-discharge | Fan | 19849798352 |  | 2044372 | 2 | fan | #N/A
#N/A | 38VS180l74HQSS | #N/A | Side-discharge | Panel-hot zinc plate | 19849893587 |  | 2044509 | 1 | other | #N/A
#N/A | 38VS180l74HQSS | #N/A | Side-discharge | Outlet grille-PP | 19849795392 |  | 2044304 | 2 | other | #N/A
#N/A | 38VS180l74HQSS | #N/A | Side-discharge | handle | 19849798351 |  | 2043984 | 3 | other | #N/A
#N/A | 38VS180l74HQSS | #N/A | Side-discharge | handle | 19849798350 |  | 2043978 | 1 | other | #N/A
#N/A | 38VS180l74HQSS | #N/A | Side-discharge | Back grill | 19849892590 |  | 2044298 | 1 | other | #N/A
#N/A | 38VS180l74HQSS | #N/A | Side-discharge | Partition plate | 19849892571 |  | 2044384 | 1 | other | #N/A
#N/A | 38VS180l74HQSS | #N/A | Side-discharge | Repair board | 19849136414 |  | 2044390 | 1 | other | #N/A
#N/A | 38VS180l74HQSS | #N/A | Side-discharge | Small service plate | 19849893596 |  | 2044096 | 1 | other | #N/A
#N/A | 38VS180l74HQSS | #N/A | Side-discharge | Small right plate | 19849893595 |  | 2044149 | 1 | other | #N/A
#N/A | 38VS180l74HQSS | #N/A | Side-discharge | Right plate | 19849177188 |  | 2044421 | 1 | other | #N/A
#N/A | 38VS180l74HQSS | #N/A | Side-discharge | Top cover | 19849799101 |  | 2044017 | 1 | other | #N/A
#N/A | 38VS180l74HQSS | #N/A | Side-discharge | Bottom plate | 19849174713 |  | 2044454 | 1 | other | #N/A
#N/A | 38VS180l74HQSS | #N/A | Side-discharge | Compressor | 19849288796 |  | 2044626 | 1 | compressor | #N/A
#N/A | 38VS180l74HQSS | #N/A | Side-discharge | Gas-liquid segregator | 19849285256 |  | 2044518 | 1 | other | #N/A
#N/A | 38VS180l74HQSS | #N/A | Side-discharge | Oil segregator | 19989244242 |  | 2044364 | 1 | other | #N/A
#N/A | 38VS180l74HQSS | #N/A | Side-discharge | Discharge pipe | 19849282989 |  | 2044238 | 1 | other | #N/A
#N/A | 38VS180l74HQSS | #N/A | Side-discharge | Outlet pipe of oil segregator | 19849281844 |  | 2044279 | 1 | other | #N/A
#N/A | 38VS180l74HQSS | #N/A | Side-discharge | The capillary tube of oil return | 19849282978A |  | 2045690 | 1 | other | #N/A
#N/A | 38VS180l74HQSS | #N/A | Side-discharge | Suction pipe | 19849281843 |  | 2044425 | 1 | other | #N/A
#N/A | 38VS180l74HQSS | #N/A | Side-discharge | 2-way stop valve | 19989294012 |  | 2044169 | 1 | Valve | #N/A
#N/A | 38VS180l74HQSS | #N/A | Side-discharge | φ15.88 stop valve | 19849289189 |  | 2044353 | 1 | other | #N/A
#N/A | 38VS180l74HQSS | #N/A | Side-discharge | Φ9.52 stop valve | 19849289188 |  | 2044268 | 1 | other | #N/A
#N/A | 38VS180l74HQSS | #N/A | Side-discharge | Solenoid valve seat | 19849174712 |  | 2044198 | 1 | other | #N/A
#N/A | 38VS180l74HQSS | #N/A | Side-discharge | Solenoid valve coil | 19989547111 |  | 2044251 | 1 | Magnetic Coil | #N/A
#N/A | 38VS180l74HQSS | #N/A | Side-discharge | Solenoid valve body | 1998A7499872 |  | 2044253 | 1 | other | #N/A
#N/A | 38VS180l74HQSS | #N/A | Side-discharge | Outlet pipe of SV1 | 19849282981 |  | 2044241 | 1 | other | #N/A
#N/A | 38VS180l74HQSS | #N/A | Side-discharge | The inlet-tube of SV1 | 19849282982 |  | 2044109 | 1 | other | #N/A
#N/A | 38VS180l74HQSS | #N/A | Side-discharge | D pipe of 4-way valve | 19849282980A |  | 2044189 | 1 | Valve | #N/A
#N/A | 38VS180l74HQSS | #N/A | Side-discharge | 4-way valve assy. | 19989549764E |  | 2044499 | 1 | other | #N/A
#N/A | 38VS180l74HQSS | #N/A | Side-discharge | C pipe of 4-way valve | 19849282961A |  | 2044294 | 1 | other | #N/A
#N/A | 38VS180l74HQSS | #N/A | Side-discharge | E pipe of 4-way valve | 19849281842B |  | 2044237 | 1 | other | #N/A
#N/A | 38VS180l74HQSS | #N/A | Side-discharge | S pipe of 4-way valve | 19849281841 |  | 2044285 | 1 | other | #N/A
#N/A | 38VS180l74HQSS | #N/A | Side-discharge | LEVa electronic expansion valve assy. | 19849297037 |  | 2044477 | 1 | EEV | #N/A
#N/A | 38VS180l74HQSS | #N/A | Side-discharge | Inlet pipe of LEVb | 19849281837 |  | 2044048 | 1 | other | #N/A
#N/A | 38VS180l74HQSS | #N/A | Side-discharge | Outlet pipe of LEVb | 19849281836 |  | 2044098 | 1 | other | #N/A
#N/A | 38VS180l74HQSS | #N/A | Side-discharge | LEVb electronic expansion valve coil | 19989547122 |  | 2044316 | 1 | EEV Motor | #N/A
#N/A | 38VS180l74HQSS | #N/A | Side-discharge | LEVb electronic expansion valve | 19989242059 |  | 2044413 | 1 | PMV Valve | #N/A
#N/A | 38VS180l74HQSS | #N/A | Side-discharge | Outlet pipe of LEVa | 19849281838 |  | 2044127 | 1 | other | #N/A
#N/A | 38VS180l74HQSS | #N/A | Side-discharge | Inlet pipe of LEVa | 19849281839 |  | 2044141 | 1 | other | #N/A
#N/A | 38VS180l74HQSS | #N/A | Side-discharge | Stop valve pipe of liquid pipe | 19849281840 |  | 2044303 | 1 | other | #N/A
#N/A | 38VS180l74HQSS | #N/A | Side-discharge | Outdoor ambient temp. sensor | 19989549807 |  | 2045691 | 1 | sensor | #N/A
#N/A | 38VS180l74HQSS | #N/A | Side-discharge | Terminal block for power supply | 19989548733E |  | 2044136 | 1 | other | #N/A
#N/A | 38VS180l74HQSS | #N/A | Side-discharge | Communication terminal block | 19989549814E |  | 2044030 | 1 | other | #N/A
#N/A | 38VS180l74HQSS | #N/A | Side-discharge | overcooling valve control board | 19848199726 |  | 2044299 | 1 | other | #N/A
#N/A | 38VS180l74HQSS | #N/A | Side-discharge | Main control board | 19848199853J |  | 2044582 | 1 | pcb | #N/A
#N/A | 38VS180l74HQSS | #N/A | Side-discharge | The plastic base | 19849798204 |  | 2044147 | 1 | other | #N/A
#N/A | 38VS180l74HQSS | #N/A | Side-discharge | Reactor cover | 19849890480A |  | 2044144 | 1 | other | #N/A
#N/A | 38VS180l74HQSS | #N/A | Side-discharge | Reactor | 19989596249EA |  | 2044312 | 1 | pcb | #N/A
#N/A | 38VS180l74HQSS | #N/A | Side-discharge | Fixed plate of main control board | 19849891001 |  | 2044191 | 1 | other | #N/A
#N/A | 38VS180l74HQSS | #N/A | Side-discharge | Fixed plate | 19849890478 |  | 2044300 | 1 | other | #N/A
#N/A | 38VS180l74HQSS | #N/A | Side-discharge | Module board | 19849598240AB |  | 2044618 | 1 | pcb | #N/A
#N/A | 38VS180l74HQSS | #N/A | Side-discharge | Fixed plate of digital display board | 19849890479 |  | 2044093 | 1 | other | #N/A
#N/A | 38VS180l74HQSS | #N/A | Side-discharge | Digital board | 19848199756 |  | 2044341 | 1 | PCB | #N/A
#N/A | 38VS180l74HQSS | #N/A | Side-discharge | Defrosting temp. sensor | 19989549805 |  | 2045692 | 1 | sensor | #N/A
#N/A | 38VS180l74HQSS | #N/A | Side-discharge | High pressure sensor | 19989547471 |  | 2045693 | 1 | HP Sensor | #N/A
#N/A | 38VS180l74HQSS | #N/A | Side-discharge | Discharging temp. sensor | 19989548696 |  | 2045694 | 1 | sensor | #N/A
#N/A | 38VS180l74HQSS | #N/A | Side-discharge | Suction temp. sensor | 19989548692 |  | 2045695 | 1 | sensor | #N/A
#N/A | 38VS180l74HQSS | #N/A | Side-discharge | Low pressure sensor | 19989547470 |  | 2045696 | 1 | LP Sensor | #N/A
#N/A | 38VS180l74HQSS | #N/A | Side-discharge | High pressure switch | 19849599525 |  | 2044267 | 1 | hp Swtich | #N/A
#N/A | 38VS180l74HQSS | #N/A | Side-discharge | Heater | 19989549748 |  | 2044230 | 1 | other | #N/A
#N/A | 38VS180l74HQSS | #N/A | Side-discharge | Tube temp. sensor | 19989548671 |  | 2045704 | 1 | sensor | #N/A
#N/A | 38VS180l74HQSS | #N/A | Side-discharge | Filter Board | 19848199483 |  | 2044427 | 1 | pcb | #N/A
#N/A | 38VS180l74HQSS | #N/A | Side-discharge | Capacitor board | 19848199761 |  | 2044172 | 1 | PCB | #N/A
#N/A | 38VS180l74HQSS | #N/A | Side-discharge | CT Board | 19989549872D |  | 2044453 | 1 | pcb | #N/A
2513786 | 38VS140C7SHQSS | CDU | Side-discharge | Top cover | 19849177185 |  | 2044346 | 1 | other | CDU
2513786 | 38VS140C7SHQSS | CDU | Side-discharge | Condensor assy. | 19849283784 |  | 2044128 | 1 | COIL | CDU
2513786 | 38VS140C7SHQSS | CDU | Side-discharge | Motor bracket | 19849892592 |  | 2044385 | 1 | other | CDU
2513786 | 38VS140C7SHQSS | CDU | Side-discharge | Motor | 19849598122 |  | 2044602 | 1 | motor | CDU
2513786 | 38VS140C7SHQSS | CDU | Side-discharge | Fan | 19849798352 |  | 2044372 | 1 | fan | CDU
2513786 | 38VS140C7SHQSS | CDU | Side-discharge | Panel-hot zinc plate | 19849893597 |  | 2044343 | 1 | other | CDU
2513786 | 38VS140C7SHQSS | CDU | Side-discharge | Outlet grille-PP | 19849795392 |  | 2044304 | 1 | other | CDU
2513786 | 38VS140C7SHQSS | CDU | Side-discharge | handle | 19849798351 |  | 2043984 | 3 | other | CDU
2513786 | 38VS140C7SHQSS | CDU | Side-discharge | handle | 19849798350 |  | 2043978 | 1 | other | CDU
2513786 | 38VS140C7SHQSS | CDU | Side-discharge | Back grill | 19849892589 |  | 2044129 | 1 | other | CDU
2513786 | 38VS140C7SHQSS | CDU | Side-discharge | Partition plate | 19849892593 |  | 2044485 | 1 | other | CDU
2513786 | 38VS140C7SHQSS | CDU | Side-discharge | Repair board assy | 19849136323 |  | 2044173 | 1 | pcb | CDU
2513786 | 38VS140C7SHQSS | CDU | Side-discharge | Small service plate | 19849893596 |  | 2044096 | 1 | other | CDU
2513786 | 38VS140C7SHQSS | CDU | Side-discharge | Small right plate | 19849893595 |  | 2044149 | 1 | other | CDU
2513786 | 38VS140C7SHQSS | CDU | Side-discharge | Right plate | 19849893592 |  | 2044486 | 1 | other | CDU
2513786 | 38VS140C7SHQSS | CDU | Side-discharge | Top cover | 19849799101 |  | 2044017 | 1 | other | CDU
2513786 | 38VS140C7SHQSS | CDU | Side-discharge | Bottom plate | 19849177196 |  | 2044174 | 1 | other | CDU
2513786 | 38VS140C7SHQSS | CDU | Side-discharge | Compressor | 19849288540 |  | 2044625 | 1 | compressor | CDU
2513786 | 38VS140C7SHQSS | CDU | Side-discharge | Gas-liquid segregator | 19849285255 |  | 2044428 | 1 | other | CDU
2513786 | 38VS140C7SHQSS | CDU | Side-discharge | Oil segregator | 19989244242 |  | 2044364 | 1 | other | CDU
2513786 | 38VS140C7SHQSS | CDU | Side-discharge | Discharge pipe | 19849283959 |  | 2044475 | 1 | other | CDU
2513786 | 38VS140C7SHQSS | CDU | Side-discharge | Outlet pipe of oil segregator | 19849283954A |  | 2044374 | 1 | other | CDU
2513786 | 38VS140C7SHQSS | CDU | Side-discharge | The capillary tube of oil return | 19849283958 |  | 2044474 | 1 | other | CDU
2513786 | 38VS140C7SHQSS | CDU | Side-discharge | The inlet-tube of SV1 | 19849283961 |  | 2044415 | 1 | other | CDU
2513786 | 38VS140C7SHQSS | CDU | Side-discharge | Solenoid valve coil | 19989549242 |  | 2044071 | 1 | Magnetic Coil | CDU
2513786 | 38VS140C7SHQSS | CDU | Side-discharge | Outlet pipe of SV1 | 19849283962 |  | 2044416 | 1 | other | CDU
2513786 | 38VS140C7SHQSS | CDU | Side-discharge | Solenoid valve body | 19989241156 |  | 2044249 | 1 | other | CDU
2513786 | 38VS140C7SHQSS | CDU | Side-discharge | Suction pipe | 19849283957 |  | 2044440 | 1 | other | CDU
2513786 | 38VS140C7SHQSS | CDU | Side-discharge | 4 way assy C pipe | 19849283965A |  | 2044177 | 1 | other | CDU
2513786 | 38VS140C7SHQSS | CDU | Side-discharge | 4-way valve assy. | 19989242397E |  | 2044215 | 1 | other | CDU
2513786 | 38VS140C7SHQSS | CDU | Side-discharge | D pipe of 4-way valve | 19849283966 |  | 2044417 | 1 | Valve | CDU
2513786 | 38VS140C7SHQSS | CDU | Side-discharge | E pipe of 4-way valve | 19849283964A |  | 2044291 | 1 | other | CDU
2513786 | 38VS140C7SHQSS | CDU | Side-discharge | φ15.88 stop valve | 19989244927 |  | 2044373 | 1 | other | CDU
2513786 | 38VS140C7SHQSS | CDU | Side-discharge | S pipe of 4-way valve | 19849283967 |  | 2044175 | 1 | other | CDU
2513786 | 38VS140C7SHQSS | CDU | Side-discharge | Solenoid valve seat | 19849890481 |  | 2044176 | 1 | other | CDU
2513786 | 38VS140C7SHQSS | CDU | Side-discharge | LEVa electronic expansion valve assy. | 19849297037 |  | 2044477 | 1 | EEV | CDU
2513786 | 38VS140C7SHQSS | CDU | Side-discharge | Inlet pipe of LEVb | 19849283345 |  | 2044479 | 1 | other | CDU
2513786 | 38VS140C7SHQSS | CDU | Side-discharge | Outlet pipe of LEVb | 19849283346 |  | 2044399 | 1 | other | CDU
2513786 | 38VS140C7SHQSS | CDU | Side-discharge | stop valve connection pipe | 19849295697 |  | 2044400 | 1 | other | CDU
2513786 | 38VS140C7SHQSS | CDU | Side-discharge | Φ9.52 stop valve | 19849289188 |  | 2044268 | 1 | other | CDU
2513786 | 38VS140C7SHQSS | CDU | Side-discharge | Outdoor ambient temp. sensor | 19849596544 |  | 2045685 | 1 | sensor | CDU
2513786 | 38VS140C7SHQSS | CDU | Side-discharge | Power cord terminal block | 19989549815E |  | 2044166 | 1 | other | CDU
2513786 | 38VS140C7SHQSS | CDU | Side-discharge | Communication terminal block | 19989549814E |  | 2044030 | 1 | other | CDU
2513786 | 38VS140C7SHQSS | CDU | Side-discharge | Main control board | 19848199853FA |  | 2044130 | 1 | pcb | CDU
2513786 | 38VS140C7SHQSS | CDU | Side-discharge | The plastic base | 19849798204 |  | 2044147 | 1 | other | CDU
2513786 | 38VS140C7SHQSS | CDU | Side-discharge | Fixed plate of main control board | 19849891001 |  | 2044191 | 1 | other | CDU
2513786 | 38VS140C7SHQSS | CDU | Side-discharge | Protect shell of reactor | 19849890480 |  | 2044143 | 1 | other | CDU
2513786 | 38VS140C7SHQSS | CDU | Side-discharge | Reactor | 19849599438A |  | 2044497 | 1 | pcb | CDU
2513786 | 38VS140C7SHQSS | CDU | Side-discharge | Fixed plate metal | 19849890478 |  | 2044300 | 1 | other | CDU
2513786 | 38VS140C7SHQSS | CDU | Side-discharge | Fixed plate | 19849598072 |  | 2044617 | 1 | pcb | CDU
2513786 | 38VS140C7SHQSS | CDU | Side-discharge | Fixed plate of digital display board | 19849798203 |  | 2044354 | 1 | other | CDU
2513786 | 38VS140C7SHQSS | CDU | Side-discharge | Fixed plate of digital display board | 19849890479 |  | 2044093 | 1 | other | CDU
2513786 | 38VS140C7SHQSS | CDU | Side-discharge | Digital board | 19848199756 |  | 2044341 | 1 | PCB | CDU
2513786 | 38VS140C7SHQSS | CDU | Side-discharge | High pressure switch | 19849599525 |  | 2044267 | 1 | hp Swtich | CDU
2513786 | 38VS140C7SHQSS | CDU | Side-discharge | Low pressure switch | 19989548075 |  | 2044448 | 1 | LP Switch | CDU
2513786 | 38VS140C7SHQSS | CDU | Side-discharge | Heater | 19989549748 |  | 2044230 | 1 | other | CDU
2513786 | 38VS140C7SHQSS | CDU | Side-discharge | Exhaust temperature sensor | 19849596545 |  | 2045686 | 1 | sensor | CDU
2513786 | 38VS140C7SHQSS | CDU | Side-discharge | Inspiratory temperature sensor | 19849596549 |  | 2045687 | 1 | sensor | CDU
2513786 | 38VS140C7SHQSS | CDU | Side-discharge | Coil temperature sensor | 19849596547 |  | 2045688 | 1 | sensor | CDU
2513786 | 38VS140C7SHQSS | CDU | Side-discharge | Defrost temperature sensor | 19849596546 |  | 2045689 | 1 | sensor | CDU
2513794 | 38VS280174HQSS | CDU | Side-discharge | Outlet grille-PP | 19849795391 |  | 2044307 | 2 | other | CDU
2513794 | 38VS280174HQSS | CDU | Side-discharge | Front cover | 19849894709 |  | 2044506 | 1 | other | CDU
2513794 | 38VS280174HQSS | CDU | Side-discharge | air ring | 19849798627 |  | 2044321 | 2 | other | CDU
2513794 | 38VS280174HQSS | CDU | Side-discharge | fan | 19849798628 |  | 2044438 | 2 | fan | CDU
2513794 | 38VS280174HQSS | CDU | Side-discharge | DC motor | 19849598649 |  | 2044603 | 1 | motor | CDU
2513794 | 38VS280174HQSS | CDU | Side-discharge | AC motor | 19849598648A |  | 2044594 | 1 | motor | CDU
2513794 | 38VS280174HQSS | CDU | Side-discharge | Motor support | 19849186599 |  | 2044507 | 1 | other | CDU
2513794 | 38VS280174HQSS | CDU | Side-discharge | vertical slim plate | 19849896212 |  | 2044065 | 1 | other | CDU
2513794 | 38VS280174HQSS | CDU | Side-discharge | Left Tube Plate | 19849896268 |  | 2044052 | 1 | other | CDU
2513794 | 38VS280174HQSS | CDU | Side-discharge | Right tube plate | 19849896374 |  | 2044121 | 1 | other | CDU
2513794 | 38VS280174HQSS | CDU | Side-discharge | fixing clip | 19849896206 |  | 2043986 | 4 | other | CDU
2513794 | 38VS280174HQSS | CDU | Side-discharge | upper condensor assy. | 19849188868 |  | 2044614 | 1 | coil | CDU
2513794 | 38VS280174HQSS | CDU | Side-discharge | lower condensor assy. | 19849188867 |  | 2044616 | 1 | coil | CDU
2513794 | 38VS280174HQSS | CDU | Side-discharge | Upper gas collection group | 19849290406A |  | 2045697 | 1 | other | CDU
2513794 | 38VS280174HQSS | CDU | Side-discharge | Lower gas collection group | 19849290405A |  | 2045698 | 1 | other | CDU
2513794 | 38VS280174HQSS | CDU | Side-discharge | liquid-collecting pipe assy. A | 19849290513B |  | 2044370 | 1 | other | CDU
2513794 | 38VS280174HQSS | CDU | Side-discharge | liquid-collecting pipe assy. B | 19849290407B |  | 2044371 | 1 | other | CDU
2513794 | 38VS280174HQSS | CDU | Side-discharge | back grill | 19849896221 |  | 2044345 | 1 | other | CDU
2513794 | 38VS280174HQSS | CDU | Side-discharge | Electrical control cabinet | 19849189160S |  | 2044632 | 1 | other | CDU
2513794 | 38VS280174HQSS | CDU | Side-discharge | Top cover | 19849896262 |  | 2044324 | 1 | other | CDU
2513794 | 38VS280174HQSS | CDU | Side-discharge | Right side panel | 19849896225 |  | 2044369 | 1 | other | CDU
2513794 | 38VS280174HQSS | CDU | Side-discharge | Repair board | 19849126621 |  | 2044414 | 1 | other | CDU
2513794 | 38VS280174HQSS | CDU | Side-discharge | Big windshield | 19849799421 |  | 2044018 | 1 | other | CDU
2513794 | 38VS280174HQSS | CDU | Side-discharge | partition plate | 19849896258 |  | 2044332 | 1 | other | CDU
2513794 | 38VS280174HQSS | CDU | Side-discharge | Solenoid valve fixing plate | 19849892657 |  | 2044157 | 1 | other | CDU
2513794 | 38VS280174HQSS | CDU | Side-discharge | Valve base group | 19849894725 |  | 2044067 | 1 | other | CDU
2513794 | 38VS280174HQSS | CDU | Side-discharge | base | 19849189025 |  | 2044446 | 1 | other | CDU
2513794 | 38VS280174HQSS | CDU | Side-discharge | base support | 19849896259 |  | 2044165 | 2 | other | CDU
2513794 | 38VS280174HQSS | CDU | Side-discharge | fixing clip for oil segregator | 19849894714 |  | 2044001 | 1 | other | CDU
2513794 | 38VS280174HQSS | CDU | Side-discharge | fixing plate for oil segregator | 19849896201 |  | 2044013 | 1 | other | CDU
2513794 | 38VS280174HQSS | CDU | Side-discharge | maintenace board | 19849896254 |  | 2044057 | 1 | other | CDU
2513794 | 38VS280174HQSS | CDU | Side-discharge | Right bottom board | 19849896226 |  | 2044112 | 1 | other | CDU
2513794 | 38VS280174HQSS | CDU | Side-discharge | Handle | 19849798351 |  | 2043984 | 3 | other | CDU
2513794 | 38VS280174HQSS | CDU | Side-discharge | protection cover | 19849799101 |  | 2044017 | 1 | other | CDU
2513794 | 38VS280174HQSS | CDU | Side-discharge | Jet capillary group | 19849290404A |  | 2045699 | 1 | other | CDU
2513794 | 38VS280174HQSS | CDU | Side-discharge | SV1 coil (red) | 19989547112 |  | 2045700 | 1 | Magnetic Coil | CDU
2513794 | 38VS280174HQSS | CDU | Side-discharge | solenoid valve | 19989241156 |  | 2044249 | 2 | other | CDU
2513794 | 38VS280174HQSS | CDU | Side-discharge | Jet capillary pipe connection | 19849290415A |  | 2044180 | 1 | other | CDU
2513794 | 38VS280174HQSS | CDU | Side-discharge | inlet pipe of unloading valve B | 19849290416A |  | 2044225 | 1 | other | CDU
2513794 | 38VS280174HQSS | CDU | Side-discharge | inlet pipe of unloading valve A | 19849290417 |  | 2044060 | 1 | other | CDU
2513794 | 38VS280174HQSS | CDU | Side-discharge | SV2 coil (yellow) | 19989547111 |  | 2044251 | 1 | Magnetic Coil | CDU
2513794 | 38VS280174HQSS | CDU | Side-discharge | 2-way stop valve | 19989294012 |  | 2044169 | 1 | Valve | CDU
2513794 | 38VS280174HQSS | CDU | Side-discharge | gas-liguid segregator | 19849290661 |  | 2044580 | 1 | other | CDU
2513794 | 38VS280174HQSS | CDU | Side-discharge | compressor | 19849291231 |  | 2044629 | 1 | compressor | CDU
2513794 | 38VS280174HQSS | CDU | Side-discharge | Compressor suction pipe | 19849290424A |  | 2044502 | 1 | other | CDU
2513794 | 38VS280174HQSS | CDU | Side-discharge | Four-way manifold | 19849290425A |  | 2044401 | 1 | other | CDU
2513794 | 38VS280174HQSS | CDU | Side-discharge | Condenser inlet pipe | 19849290421A |  | 2044315 | 1 | other | CDU
2513794 | 38VS280174HQSS | CDU | Side-discharge | low pressure sensor | 19989547470 |  | 2045696 | 1 | LP Sensor | CDU
2513794 | 38VS280174HQSS | CDU | Side-discharge | Solenoid directional valve assembly | 19989242239A |  | 2044565 | 1 | Valve | CDU
2513794 | 38VS280174HQSS | CDU | Side-discharge | Trachea globe valve tube group | 19849290426A |  | 2044204 | 1 | other | CDU
2513794 | 38VS280174HQSS | CDU | Side-discharge | ball valve (gas pipe stop valve) | 19849290680 |  | 2044504 | 1 | other | CDU
2513794 | 38VS280174HQSS | CDU | Side-discharge | connecting pipe of gas-collecting pipe | 19849290419 |  | 2044116 | 1 | other | CDU
2513794 | 38VS280174HQSS | CDU | Side-discharge | high pressure switch | 19849599525 |  | 2044267 | 1 | hp Swtich | CDU
2513794 | 38VS280174HQSS | CDU | Side-discharge | high pressrure sensor | 19989547471 |  | 2045693 | 1 | HP Sensor | CDU
2513794 | 38VS280174HQSS | CDU | Side-discharge | Oil separation pipe group | 19849290422A |  | 2044363 | 1 | other | CDU
2513794 | 38VS280174HQSS | CDU | Side-discharge | Oil return capillary group | 19849290420A |  | 2045702 | 1 | other | CDU
2513794 | 38VS280174HQSS | CDU | Side-discharge | compressor discharging pipe | 19849290423 |  | 2044233 | 1 | other | CDU
2513794 | 38VS280174HQSS | CDU | Side-discharge | connecting pipe of oil segregator | 19849290418 |  | 2044133 | 1 | other | CDU
2513794 | 38VS280174HQSS | CDU | Side-discharge | oil segregator | 19989240652 |  | 2044473 | 1 | other | CDU
2513794 | 38VS280174HQSS | CDU | Side-discharge | Liquid pipe stop valve | 19849289187 |  | 2044302 | 1 | other | CDU
2513794 | 38VS280174HQSS | CDU | Side-discharge | Condenser connection pipe | 19849290412A |  | 2044162 | 1 | other | CDU
2513794 | 38VS280174HQSS | CDU | Side-discharge | Discharge pipe | 19849290356A |  | 2044196 | 1 | other | CDU
2513794 | 38VS280174HQSS | CDU | Side-discharge | PMV connecting pipe 2 | 19849290410 |  | 2044284 | 1 | other | CDU
2513794 | 38VS280174HQSS | CDU | Side-discharge | Electronic expansion valve group | 19849297038 |  | 2044443 | 1 | other | CDU
2513794 | 38VS280174HQSS | CDU | Side-discharge | PMV connection pipe 2 | 19849290408A |  | 2044126 | 1 | other | CDU
2513794 | 38VS280174HQSS | CDU | Side-discharge | Liquid pipe valve connection | 19849290515A |  | 2044287 | 1 | other | CDU
2513794 | 38VS280174HQSS | CDU | Side-discharge | 3-way connecting pipe of condensor | 19849290411 |  | 2044220 | 1 | other | CDU
2513794 | 38VS280174HQSS | CDU | Side-discharge | PCB | 19848199853B |  | 2044592 | 1 | pcb | CDU
2513794 | 38VS280174HQSS | CDU | Side-discharge | AC motor capacitor | 19989547351 |  | 2044146 | 1 | PCB | CDU
2513794 | 38VS280174HQSS | CDU | Side-discharge | filter board | 19848199820 |  | 2044584 | 1 | pcb | CDU
2513794 | 38VS280174HQSS | CDU | Side-discharge | inverter frequency board | 19848199814 |  | 2044624 | 1 | pcb | CDU
2513794 | 38VS280174HQSS | CDU | Side-discharge | rectifier brigde | 19989548844 |  | 2045703 | 1 | PCB | CDU
2513794 | 38VS280174HQSS | CDU | Side-discharge | electrolytic capacitor | 19989547928 |  | 2044551 | 2 | PCB | CDU
2513794 | 38VS280174HQSS | CDU | Side-discharge | display board | 19848199812 |  | 2044362 | 1 | pcb | CDU
2513794 | 38VS280174HQSS | CDU | Side-discharge | reactor | 19989547927 |  | 2044482 | 1 | pcb | CDU
2513794 | 38VS280174HQSS | CDU | Side-discharge | AC contactor (used for the unit producted before June 10th,2016) | 19849599221 |  | 2044348 | 1 | CONTRACTOR | CDU
2513794 | 38VS280174HQSS | CDU | Side-discharge | PTC resistance | 1998A5499974 |  | 2044123 | 1 | PCB | CDU
2513794 | 38VS280174HQSS | CDU | Side-discharge | terminal block for communication | 19989548819 |  | 2044210 | 1 | other | CDU
2513794 | 38VS280174HQSS | CDU | Side-discharge | terminal block for power | 19989599161 |  | 2044386 | 1 | other | CDU
2513795 | 38VS335174HQSS | CDU | Side-discharge | Outlet grille-PP | 19849795391 |  | 2044307 | 2 | other | CDU
2513795 | 38VS335174HQSS | CDU | Side-discharge | Front cover | 19849894709 |  | 2044506 | 1 | other | CDU
2513795 | 38VS335174HQSS | CDU | Side-discharge | air ring | 19849798627 |  | 2044321 | 2 | other | CDU
2513795 | 38VS335174HQSS | CDU | Side-discharge | fan | 19849798628 |  | 2044438 | 2 | fan | CDU
2513795 | 38VS335174HQSS | CDU | Side-discharge | DC motor | 19849598649 |  | 2044603 | 1 | motor | CDU
2513795 | 38VS335174HQSS | CDU | Side-discharge | AC motor | 19849598648A |  | 2044594 | 1 | motor | CDU
2513795 | 38VS335174HQSS | CDU | Side-discharge | Motor support | 19849186599 |  | 2044507 | 1 | other | CDU
2513795 | 38VS335174HQSS | CDU | Side-discharge | vertical slim plate | 19849896212 |  | 2044065 | 1 | other | CDU
2513795 | 38VS335174HQSS | CDU | Side-discharge | Left Tube Plate | 19849896268 |  | 2044052 | 1 | other | CDU
2513795 | 38VS335174HQSS | CDU | Side-discharge | Right tube plate | 19849896374 |  | 2044121 | 1 | other | CDU
2513795 | 38VS335174HQSS | CDU | Side-discharge | fixing clip | 19849896206 |  | 2043986 | 4 | other | CDU
2513795 | 38VS335174HQSS | CDU | Side-discharge | upper condensor assy. | 19849188868 |  | 2044614 | 1 | coil | CDU
2513795 | 38VS335174HQSS | CDU | Side-discharge | lower condensor assy. | 19849188867 |  | 2044616 | 1 | coil | CDU
2513795 | 38VS335174HQSS | CDU | Side-discharge | Upper gas collection group | 19849290406A |  | 2045697 | 1 | other | CDU
2513795 | 38VS335174HQSS | CDU | Side-discharge | Lower gas collection group | 19849290405A |  | 2045698 | 1 | other | CDU
2513795 | 38VS335174HQSS | CDU | Side-discharge | liquid-collecting pipe assy. A | 19849290513B |  | 2044370 | 1 | other | CDU
2513795 | 38VS335174HQSS | CDU | Side-discharge | liquid-collecting pipe assy. B | 19849290407B |  | 2044371 | 1 | other | CDU
2513795 | 38VS335174HQSS | CDU | Side-discharge | back grill | 19849896221 |  | 2044345 | 1 | other | CDU
2513795 | 38VS335174HQSS | CDU | Side-discharge | Electrical control cabinet | 19849189160S |  | 2044632 | 1 | other | CDU
2513795 | 38VS335174HQSS | CDU | Side-discharge | Top cover | 19849896262 |  | 2044324 | 1 | other | CDU
2513795 | 38VS335174HQSS | CDU | Side-discharge | Right side panel | 19849896225 |  | 2044369 | 1 | other | CDU
2513795 | 38VS335174HQSS | CDU | Side-discharge | Repair board | 19849126621 |  | 2044414 | 1 | other | CDU
2513795 | 38VS335174HQSS | CDU | Side-discharge | Big windshield | 19849799421 |  | 2044018 | 1 | other | CDU
2513795 | 38VS335174HQSS | CDU | Side-discharge | partition plate | 19849896258 |  | 2044332 | 1 | other | CDU
2513795 | 38VS335174HQSS | CDU | Side-discharge | Solenoid valve fixing plate | 19849892657 |  | 2044157 | 1 | other | CDU
2513795 | 38VS335174HQSS | CDU | Side-discharge | Valve base group | 19849894725 |  | 2044067 | 1 | other | CDU
2513795 | 38VS335174HQSS | CDU | Side-discharge | base | 19849189025 |  | 2044446 | 1 | other | CDU
2513795 | 38VS335174HQSS | CDU | Side-discharge | base support | 19849896259 |  | 2044165 | 2 | other | CDU
2513795 | 38VS335174HQSS | CDU | Side-discharge | fixing clip for oil segregator | 19849894714 |  | 2044001 | 1 | other | CDU
2513795 | 38VS335174HQSS | CDU | Side-discharge | fixing plate for oil segregator | 19849896201 |  | 2044013 | 1 | other | CDU
2513795 | 38VS335174HQSS | CDU | Side-discharge | maintenace board | 19849896254 |  | 2044057 | 1 | other | CDU
2513795 | 38VS335174HQSS | CDU | Side-discharge | Right bottom board | 19849896226 |  | 2044112 | 1 | other | CDU
2513795 | 38VS335174HQSS | CDU | Side-discharge | Handle | 19849798351 |  | 2043984 | 3 | other | CDU
2513795 | 38VS335174HQSS | CDU | Side-discharge | protection cover | 19849799101 |  | 2044017 | 1 | other | CDU
2513795 | 38VS335174HQSS | CDU | Side-discharge | Jet capillary group | 19849290404A |  | 2045699 | 1 | other | CDU
2513795 | 38VS335174HQSS | CDU | Side-discharge | SV1 coil (red) | 19989547112 |  | 2045700 | 1 | Magnetic Coil | CDU
2513795 | 38VS335174HQSS | CDU | Side-discharge | solenoid valve | 19989241156 |  | 2044249 | 2 | other | CDU
2513795 | 38VS335174HQSS | CDU | Side-discharge | Jet capillary pipe connection | 19849290415A |  | 2044180 | 1 | other | CDU
2513795 | 38VS335174HQSS | CDU | Side-discharge | inlet pipe of unloading valve B | 19849290416A |  | 2044225 | 1 | other | CDU
2513795 | 38VS335174HQSS | CDU | Side-discharge | inlet pipe of unloading valve A | 19849290417 |  | 2044060 | 1 | other | CDU
2513795 | 38VS335174HQSS | CDU | Side-discharge | SV2 coil (yellow) | 19989547111 |  | 2044251 | 1 | Magnetic Coil | CDU
2513795 | 38VS335174HQSS | CDU | Side-discharge | 2-way stop valve | 19989294012 |  | 2044169 | 1 | Valve | CDU
2513795 | 38VS335174HQSS | CDU | Side-discharge | gas-liguid segregator | 19849290661 |  | 2044580 | 1 | other | CDU
2513795 | 38VS335174HQSS | CDU | Side-discharge | compressor | 19849291231 |  | 2044629 | 1 | compressor | CDU
2513795 | 38VS335174HQSS | CDU | Side-discharge | Compressor suction pipe | 19849290424A |  | 2044502 | 1 | other | CDU
2513795 | 38VS335174HQSS | CDU | Side-discharge | Four-way manifold | 19849290425A |  | 2044401 | 1 | other | CDU
2513795 | 38VS335174HQSS | CDU | Side-discharge | Condenser inlet pipe | 19849290421A |  | 2044315 | 1 | other | CDU
2513795 | 38VS335174HQSS | CDU | Side-discharge | low pressure sensor | 19989547470 |  | 2045696 | 1 | LP Sensor | CDU
2513795 | 38VS335174HQSS | CDU | Side-discharge | Solenoid directional valve assembly | 19989242239A |  | 2044565 | 1 | Valve | CDU
2513795 | 38VS335174HQSS | CDU | Side-discharge | Trachea globe valve tube group | 19849290426A |  | 2044204 | 1 | other | CDU
2513795 | 38VS335174HQSS | CDU | Side-discharge | ball valve (gas pipe stop valve) | 19849290680 |  | 2044504 | 1 | other | CDU
2513795 | 38VS335174HQSS | CDU | Side-discharge | connecting pipe of gas-collecting pipe | 19849290419 |  | 2044116 | 1 | other | CDU
2513795 | 38VS335174HQSS | CDU | Side-discharge | high pressure switch | 19849599525 |  | 2044267 | 1 | hp Swtich | CDU
2513795 | 38VS335174HQSS | CDU | Side-discharge | high pressrure sensor | 19989547471 |  | 2045693 | 1 | HP Sensor | CDU
2513795 | 38VS335174HQSS | CDU | Side-discharge | Oil separation pipe group | 19849290422A |  | 2044363 | 1 | other | CDU
2513795 | 38VS335174HQSS | CDU | Side-discharge | Oil return capillary group | 19849290420A |  | 2045702 | 1 | other | CDU
2513795 | 38VS335174HQSS | CDU | Side-discharge | compressor discharging pipe | 19849290423 |  | 2044233 | 1 | other | CDU
2513795 | 38VS335174HQSS | CDU | Side-discharge | connecting pipe of oil segregator | 19849290418 |  | 2044133 | 1 | other | CDU
2513795 | 38VS335174HQSS | CDU | Side-discharge | oil segregator | 19989240652 |  | 2044473 | 1 | other | CDU
2513795 | 38VS335174HQSS | CDU | Side-discharge | Liquid pipe stop valve | 19849289187 |  | 2044302 | 1 | other | CDU
2513795 | 38VS335174HQSS | CDU | Side-discharge | Condenser connection pipe | 19849290412A |  | 2044162 | 1 | other | CDU
2513795 | 38VS335174HQSS | CDU | Side-discharge | Discharge pipe | 19849290356A |  | 2044196 | 1 | other | CDU
2513795 | 38VS335174HQSS | CDU | Side-discharge | PMV connecting pipe 2 | 19849290410 |  | 2044284 | 1 | other | CDU
2513795 | 38VS335174HQSS | CDU | Side-discharge | Electronic expansion valve group | 19849297038 |  | 2044443 | 1 | other | CDU
2513795 | 38VS335174HQSS | CDU | Side-discharge | PMV connection pipe 2 | 19849290408A |  | 2044126 | 1 | other | CDU
2513795 | 38VS335174HQSS | CDU | Side-discharge | Liquid pipe valve connection | 19849290515A |  | 2044287 | 1 | other | CDU
2513795 | 38VS335174HQSS | CDU | Side-discharge | 3-way connecting pipe of condensor | 19849290411 |  | 2044220 | 1 | other | CDU
2513795 | 38VS335174HQSS | CDU | Side-discharge | PCB | 19848199853B |  | 2044592 | 1 | pcb | CDU
2513795 | 38VS335174HQSS | CDU | Side-discharge | AC motor capacitor | 19989547351 |  | 2044146 | 1 | PCB | CDU
2513795 | 38VS335174HQSS | CDU | Side-discharge | filter board | 19848199820 |  | 2044584 | 1 | pcb | CDU
2513795 | 38VS335174HQSS | CDU | Side-discharge | inverter frequency board | 19848199814 |  | 2044624 | 1 | pcb | CDU
2513795 | 38VS335174HQSS | CDU | Side-discharge | rectifier brigde | 19989548844 |  | 2045703 | 1 | PCB | CDU
2513795 | 38VS335174HQSS | CDU | Side-discharge | electrolytic capacitor | 19989547928 |  | 2044551 | 2 | PCB | CDU
2513795 | 38VS335174HQSS | CDU | Side-discharge | display board | 19848199812 |  | 2044362 | 1 | pcb | CDU
2513795 | 38VS335174HQSS | CDU | Side-discharge | reactor | 19989547927 |  | 2044482 | 1 | pcb | CDU
2513795 | 38VS335174HQSS | CDU | Side-discharge | AC contactor (used for the unit producted before June 10th,2016) | 19849599221 |  | 2044348 | 1 | CONTRACTOR | CDU
2513795 | 38VS335174HQSS | CDU | Side-discharge | PTC resistance | 1998A5499974 |  | 2044123 | 1 | PCB | CDU
2513795 | 38VS335174HQSS | CDU | Side-discharge | terminal block for communication | 19989548819 |  | 2044210 | 1 | other | CDU
2513795 | 38VS335174HQSS | CDU | Side-discharge | terminal block for power | 19989599161 |  | 2044386 | 1 | other | CDU
2513776 | 38VT010173HQSS | CDU | Top-discharge | Plastic handle | 19849798076B |  | 2044008 | 1 | other | CDU
2513776 | 38VT010173HQSS | CDU | Top-discharge | Service plate | 19849879052 |  | 2044487 | 1 | other | CDU
2513776 | 38VT010173HQSS | CDU | Top-discharge | Front panel | 19849879225 |  | 2044463 | 1 | other | CDU
2513776 | 38VT010173HQSS | CDU | Top-discharge | Lower front panel | 19849890736E |  | 2044269 | 1 | other | CDU
2513776 | 38VT010173HQSS | CDU | Top-discharge | Bottom plate | 19849177243E |  | 2044552 | 1 | other | CDU
2513776 | 38VT010173HQSS | CDU | Top-discharge | Support plate | 19849177166 |  | 2044066 | 1 | other | CDU
2513776 | 38VT010173HQSS | CDU | Top-discharge | Valve seat | 19849890735 |  | 2044248 | 1 | other | CDU
2513776 | 38VT010173HQSS | CDU | Top-discharge | Upper liquid collecting pipe | 19849283155B |  | 2044540 | 1 | other | CDU
2513776 | 38VT010173HQSS | CDU | Top-discharge | Lower liquid collecting pipe | 19849282838B |  | 2044539 | 1 | other | CDU
2513776 | 38VT010173HQSS | CDU | Top-discharge | Toci1/Ts sensor | 19849598088 |  | 2045705 | 2 | sensor | CDU
2513776 | 38VT010173HQSS | CDU | Top-discharge | Tdef sensor | 19849598086 |  | 2045706 | 1 | sensor | CDU
2513776 | 38VT010173HQSS | CDU | Top-discharge | Tao sensor | 19849598089 |  | 2045707 | 1 | sensor | CDU
2513776 | 38VT010173HQSS | CDU | Top-discharge | Td1 sensor | 19849598085 |  | 2045708 | 1 | sensor | CDU
2513776 | 38VT010173HQSS | CDU | Top-discharge | Toil1 sensor | 19849598083 |  | 2045709 | 1 | sensor | CDU
2513776 | 38VT010173HQSS | CDU | Top-discharge | Heater | 19849598095 |  | 2045710 | 2 | other | CDU
2513776 | 38VT010173HQSS | CDU | Top-discharge | Gas collecting pipe | 19849283156B |  | 2044547 | 1 | other | CDU
2513776 | 38VT010173HQSS | CDU | Top-discharge | The tube plate post | 19849879230 |  | 2044292 | 1 | other | CDU
2513776 | 38VT010173HQSS | CDU | Top-discharge | Front panel | 19849879224 |  | 2044328 | 1 | other | CDU
2513776 | 38VT010173HQSS | CDU | Top-discharge | front beam | 19849879229 |  | 2044163 | 1 | other | CDU
2513776 | 38VT010173HQSS | CDU | Top-discharge | screw | 19989349666A |  | 2043967 | / | other | CDU
2513776 | 38VT010173HQSS | CDU | Top-discharge | screw | 19989349745F |  | 2043971 | / | other | CDU
2513776 | 38VT010173HQSS | CDU | Top-discharge | sensor clip | 19849799149 |  | 2045711 | 1 | Sensor | CDU
2513776 | 38VT010173HQSS | CDU | Top-discharge | Left side panel | 19849879047 |  | 2044560 | 1 | other | CDU
2513776 | 38VT010173HQSS | CDU | Top-discharge | Right side panel | 19849879046 |  | 2044555 | 1 | other | CDU
2513776 | 38VT010173HQSS | CDU | Top-discharge | Grille | 19849890717A |  | 2044358 | 1 | other | CDU
2513776 | 38VT010173HQSS | CDU | Top-discharge | Back guard plate | 19849879223 |  | 2044357 | 1 | other | CDU
2513776 | 38VT010173HQSS | CDU | Top-discharge | Air-out grille | 19849890167A |  | 2044432 | 1 | other | CDU
2513776 | 38VT010173HQSS | CDU | Top-discharge | Top cover | 19849879222 |  | 2044460 | 1 | other | CDU
2513776 | 38VT010173HQSS | CDU | Top-discharge | Wind circle | 19849798079 |  | 2044455 | 1 | other | CDU
2513776 | 38VT010173HQSS | CDU | Top-discharge | Fan | 19849798075 |  | 2044442 | 1 | fan | CDU
2513776 | 38VT010173HQSS | CDU | Top-discharge | Motor | 19849598080B |  | 2044621 | 1 | motor | CDU
2513776 | 38VT010173HQSS | CDU | Top-discharge | Fixed plate | 19849177244 |  | 2044410 | 1 | other | CDU
2513776 | 38VT010173HQSS | CDU | Top-discharge | Compressor | 19849289427 |  | 2044637 | 1 | compressor | CDU
2513776 | 38VT010173HQSS | CDU | Top-discharge | Gas-liquid segregator | 19849285081 |  | 2044613 | 1 | other | CDU
2513776 | 38VT010173HQSS | CDU | Top-discharge | Suction pipe | 19849283064 |  | 2044516 | 1 | other | CDU
2513776 | 38VT010173HQSS | CDU | Top-discharge | Discharge pipe | 19849283186B |  | 2044435 | 1 | other | CDU
2513776 | 38VT010173HQSS | CDU | Top-discharge | High pressure switch | 19849599267 |  | 2044264 | 1 | hp Swtich | CDU
2513776 | 38VT010173HQSS | CDU | Top-discharge | EEV assy. | 19849297037 |  | 2044477 | 2 | EEV | CDU
2513776 | 38VT010173HQSS | CDU | Top-discharge | Connection pipe 1 of electronic expansion valve | 19849283103C |  | 2044271 | 1 | other | CDU
2513776 | 38VT010173HQSS | CDU | Top-discharge | Single-way valve | 19989240624 |  | 2044142 | 2 | other | CDU
2513776 | 38VT010173HQSS | CDU | Top-discharge | Connection pipe 2 of electronic expansion valve | 19849282837B |  | 2044260 | 1 | other | CDU
2513776 | 38VT010173HQSS | CDU | Top-discharge | Connection pipe 3 of electronic expansion valve | 19849282871C |  | 2044234 | 1 | other | CDU
2513776 | 38VT010173HQSS | CDU | Top-discharge | Liquid pipe stop valve | 19849289187 |  | 2044302 | 1 | other | CDU
2513776 | 38VT010173HQSS | CDU | Top-discharge | Liquid inlet pipe | 19849283142 |  | 2044405 | 1 | other | CDU
2513776 | 38VT010173HQSS | CDU | Top-discharge | SV1 solenoid valve coil | 19849598043 |  | 2044274 | 1 | Magnetic Coil | CDU
2513776 | 38VT010173HQSS | CDU | Top-discharge | solenoid valve body | 19989241156 |  | 2044249 | 2 | other | CDU
2513776 | 38VT010173HQSS | CDU | Top-discharge | Gas inlet pipe of SV1 | 19849281444 |  | 2044009 | 1 | other | CDU
2513776 | 38VT010173HQSS | CDU | Top-discharge | Gas outlet pipe of SV1 | 19849278781 |  | 2044081 | 1 | other | CDU
2513776 | 38VT010173HQSS | CDU | Top-discharge | Gas charging pipe | 19849282827 |  | 2044313 | 1 | other | CDU
2513776 | 38VT010173HQSS | CDU | Top-discharge | 2-way stop valve | 19989294012 |  | 2044169 | 1 | Valve | CDU
2513776 | 38VT010173HQSS | CDU | Top-discharge | Gas outlet pipe of SV3 | 19849282833 |  | 2044192 | 1 | other | CDU
2513776 | 38VT010173HQSS | CDU | Top-discharge | Solenoid valve coil(white) | 19989547110 |  | 2044250 | 1 | Magnetic Coil | CDU
2513776 | 38VT010173HQSS | CDU | Top-discharge | Gas inlet pipe of SV3 | 19849282836C |  | 2044229 | 1 | other | CDU
2513776 | 38VT010173HQSS | CDU | Top-discharge | Unload valve pipe | 19849282832D |  | 2044239 | 1 | other | CDU
2513776 | 38VT010173HQSS | CDU | Top-discharge | Unload Valve | 19849290090 |  | 2044337 | 1 | other | CDU
2513776 | 38VT010173HQSS | CDU | Top-discharge | D pipe of 4-way valve | 19849283164 |  | 2044517 | 1 | Valve | CDU
2513776 | 38VT010173HQSS | CDU | Top-discharge | C pipe of 4-way valve | 19849283165B |  | 2044325 | 1 | other | CDU
2513776 | 38VT010173HQSS | CDU | Top-discharge | E pipe of 4-way valve | 19849283163 |  | 2044523 | 1 | other | CDU
2513776 | 38VT010173HQSS | CDU | Top-discharge | S pipe of 4-way valve | 19849283162 |  | 2044472 | 1 | other | CDU
2513776 | 38VT010173HQSS | CDU | Top-discharge | High pressure sensor | 19989547471 |  | 2045693 | 1 | HP Sensor | CDU
2513776 | 38VT010173HQSS | CDU | Top-discharge | 4-way valve | 19989242239A |  | 2044565 | 1 | Valve | CDU
2513776 | 38VT010173HQSS | CDU | Top-discharge | Low pressure sensor | 19989547470 |  | 2045696 | 1 | LP Sensor | CDU
2513776 | 38VT010173HQSS | CDU | Top-discharge | Stop valve (19.05) | 19849289183 |  | 2044433 | 1 | other | CDU
2513776 | 38VT010173HQSS | CDU | Top-discharge | Gas outlet pipe of solenoid valve | 19849283118 |  | 2044115 | 1 | other | CDU
2513776 | 38VT010173HQSS | CDU | Top-discharge | Solenoid valve coil | 19849598042 |  | 2044273 | 1 | Magnetic Coil | CDU
2513776 | 38VT010173HQSS | CDU | Top-discharge | Dual direction solenoid valve(SV9) | 19989240628 |  | 2044262 | 1 | Valve | CDU
2513776 | 38VT010173HQSS | CDU | Top-discharge | Gas inlet pipe of solenoid valve | 19849283119C |  | 2044183 | 1 | other | CDU
2513776 | 38VT010173HQSS | CDU | Top-discharge | Single-way valve | 19849285080 |  | 2044389 | 1 | other | CDU
2513776 | 38VT010173HQSS | CDU | Top-discharge | Connection pipe of 4-way valve D pipe | 19849282813 |  | 2044276 | 1 | other | CDU
2513776 | 38VT010173HQSS | CDU | Top-discharge | Oil return pipe | 19849282830C |  | 2044232 | 1 | other | CDU
2513776 | 38VT010173HQSS | CDU | Top-discharge | PCB | 19848199743 |  | 2044609 | 1 | pcb | CDU
2513776 | 38VT010173HQSS | CDU | Top-discharge | Compressor driver board + radiator | 19848199739 |  | 2044628 | 1 | pcb | CDU
2513776 | 38VT010173HQSS | CDU | Top-discharge | Reactor | 19989547927 |  | 2044482 | 1 | pcb | CDU
2513776 | 38VT010173HQSS | CDU | Top-discharge | Filter | 19849598133 |  | 2044573 | 1 | PCB | CDU
2513776 | 38VT010173HQSS | CDU | Top-discharge | Capacitor board | 19849598136A |  | 2044576 | 1 | PCB | CDU
2513776 | 38VT010173HQSS | CDU | Top-discharge | Terminal block | 19989548764E |  | 2044082 | 1 | Other | CDU
2513776 | 38VT010173HQSS | CDU | Top-discharge | Terminal block for power supply | 19849598093 |  | 2044244 | 1 | other | CDU
2513776 | 38VT010173HQSS | CDU | Top-discharge | Plastic pedestal | 19849798028 |  | 2044212 | 1 | other | CDU
2513776 | 38VT010173HQSS | CDU | Top-discharge | Electrical box assy. | 19849177386B |  | 2044634 | 1 | PCB | CDU
2513776 | 38VT010173HQSS | CDU | Top-discharge | Condensor assy. | 19849161903 |  | 2044630 | 1 | COIL | CDU
2513776 | 38VT010173HQSS | CDU | Top-discharge | tube sheet | 19849890158A |  | 2044090 | 1 | other | CDU
2513777 | 38VT012173HQSS | CDU | Top-discharge | Plastic handle | 19849798076B |  | 2044008 | 1 | other | CDU
2513777 | 38VT012173HQSS | CDU | Top-discharge | Service plate | 19849879052 |  | 2044487 | 1 | other | CDU
2513777 | 38VT012173HQSS | CDU | Top-discharge | Front panel | 19849879225 |  | 2044463 | 1 | other | CDU
2513777 | 38VT012173HQSS | CDU | Top-discharge | Lower front panel | 19849890736E |  | 2044269 | 1 | other | CDU
2513777 | 38VT012173HQSS | CDU | Top-discharge | Bottom plate | 19849177243E |  | 2044552 | 1 | other | CDU
2513777 | 38VT012173HQSS | CDU | Top-discharge | Support plate | 19849177166 |  | 2044066 | 1 | other | CDU
2513777 | 38VT012173HQSS | CDU | Top-discharge | Valve seat | 19849890735 |  | 2044248 | 1 | other | CDU
2513777 | 38VT012173HQSS | CDU | Top-discharge | Upper liquid collecting pipe | 19849283155B |  | 2044540 | 1 | other | CDU
2513777 | 38VT012173HQSS | CDU | Top-discharge | Lower liquid collecting pipe | 19849282838B |  | 2044539 | 1 | other | CDU
2513777 | 38VT012173HQSS | CDU | Top-discharge | Toci1/Ts sensor | 19849598088 |  | 2045705 | 2 | sensor | CDU
2513777 | 38VT012173HQSS | CDU | Top-discharge | Tdef sensor | 19849598086 |  | 2045706 | 1 | sensor | CDU
2513777 | 38VT012173HQSS | CDU | Top-discharge | Tao sensor | 19849598089 |  | 2045707 | 1 | sensor | CDU
2513777 | 38VT012173HQSS | CDU | Top-discharge | Td1 sensor | 19849598085 |  | 2045708 | 1 | sensor | CDU
2513777 | 38VT012173HQSS | CDU | Top-discharge | Toil1 sensor | 19849598083 |  | 2045709 | 1 | sensor | CDU
2513777 | 38VT012173HQSS | CDU | Top-discharge | Heater | 19849598095 |  | 2045710 | 2 | other | CDU
2513777 | 38VT012173HQSS | CDU | Top-discharge | Gas collecting pipe | 19849283156B |  | 2044547 | 1 | other | CDU
2513777 | 38VT012173HQSS | CDU | Top-discharge | The tube plate post | 19849879230 |  | 2044292 | 1 | other | CDU
2513777 | 38VT012173HQSS | CDU | Top-discharge | Front panel | 19849879224 |  | 2044328 | 1 | other | CDU
2513777 | 38VT012173HQSS | CDU | Top-discharge | front beam | 19849879229 |  | 2044163 | 1 | other | CDU
2513777 | 38VT012173HQSS | CDU | Top-discharge | screw | 19989349666A |  | 2043967 | / | other | CDU
2513777 | 38VT012173HQSS | CDU | Top-discharge | screw | 19989349745F |  | 2043971 | / | other | CDU
2513777 | 38VT012173HQSS | CDU | Top-discharge | sensor clip | 19849799149 |  | 2045711 | 1 | Sensor | CDU
2513777 | 38VT012173HQSS | CDU | Top-discharge | Left side panel | 19849879047 |  | 2044560 | 1 | other | CDU
2513777 | 38VT012173HQSS | CDU | Top-discharge | Right side panel | 19849879046 |  | 2044555 | 1 | other | CDU
2513777 | 38VT012173HQSS | CDU | Top-discharge | Grille | 19849890717A |  | 2044358 | 1 | other | CDU
2513777 | 38VT012173HQSS | CDU | Top-discharge | Back guard plate | 19849879223 |  | 2044357 | 1 | other | CDU
2513777 | 38VT012173HQSS | CDU | Top-discharge | Air-out grille | 19849890167A |  | 2044432 | 1 | other | CDU
2513777 | 38VT012173HQSS | CDU | Top-discharge | Top cover | 19849879222 |  | 2044460 | 1 | other | CDU
2513777 | 38VT012173HQSS | CDU | Top-discharge | Wind circle | 19849798079 |  | 2044455 | 1 | other | CDU
2513777 | 38VT012173HQSS | CDU | Top-discharge | Fan | 19849798075 |  | 2044442 | 1 | fan | CDU
2513777 | 38VT012173HQSS | CDU | Top-discharge | Motor | 19849598080B |  | 2044621 | 1 | motor | CDU
2513777 | 38VT012173HQSS | CDU | Top-discharge | Fixed plate | 19849177244 |  | 2044410 | 1 | other | CDU
2513777 | 38VT012173HQSS | CDU | Top-discharge | Compressor | 19849289427 |  | 2044637 | 1 | compressor | CDU
2513777 | 38VT012173HQSS | CDU | Top-discharge | Gas-liquid segregator | 19849285081 |  | 2044613 | 1 | other | CDU
2513777 | 38VT012173HQSS | CDU | Top-discharge | Suction pipe | 19849283064 |  | 2044516 | 1 | other | CDU
2513777 | 38VT012173HQSS | CDU | Top-discharge | Discharge pipe | 19849283186B |  | 2044435 | 1 | other | CDU
2513777 | 38VT012173HQSS | CDU | Top-discharge | High pressure switch | 19849599267 |  | 2044264 | 1 | hp Swtich | CDU
2513777 | 38VT012173HQSS | CDU | Top-discharge | EEV assy. | 19849297037 |  | 2044477 | 2 | EEV | CDU
2513777 | 38VT012173HQSS | CDU | Top-discharge | Connection pipe 1 of electronic expansion valve | 19849283103C |  | 2044271 | 1 | other | CDU
2513777 | 38VT012173HQSS | CDU | Top-discharge | Single-way valve | 19989240624 |  | 2044142 | 2 | other | CDU
2513777 | 38VT012173HQSS | CDU | Top-discharge | Connection pipe 2 of electronic expansion valve | 19849282837B |  | 2044260 | 1 | other | CDU
2513777 | 38VT012173HQSS | CDU | Top-discharge | Connection pipe 3 of electronic expansion valve | 19849282871C |  | 2044234 | 1 | other | CDU
2513777 | 38VT012173HQSS | CDU | Top-discharge | Liquid pipe stop valve | 19849289187 |  | 2044302 | 1 | other | CDU
2513777 | 38VT012173HQSS | CDU | Top-discharge | Liquid inlet pipe | 19849283142 |  | 2044405 | 1 | other | CDU
2513777 | 38VT012173HQSS | CDU | Top-discharge | SV1 solenoid valve coil | 19849598043 |  | 2044274 | 1 | Magnetic Coil | CDU
2513777 | 38VT012173HQSS | CDU | Top-discharge | solenoid valve body | 19989241156 |  | 2044249 | 2 | other | CDU
2513777 | 38VT012173HQSS | CDU | Top-discharge | Gas inlet pipe of SV1 | 19849281444 |  | 2044009 | 1 | other | CDU
2513777 | 38VT012173HQSS | CDU | Top-discharge | Gas outlet pipe of SV1 | 19849278781 |  | 2044081 | 1 | other | CDU
2513777 | 38VT012173HQSS | CDU | Top-discharge | Gas charging pipe | 19849282827 |  | 2044313 | 1 | other | CDU
2513777 | 38VT012173HQSS | CDU | Top-discharge | 2-way stop valve | 19989294012 |  | 2044169 | 1 | Valve | CDU
2513777 | 38VT012173HQSS | CDU | Top-discharge | Gas outlet pipe of SV3 | 19849282833 |  | 2044192 | 1 | other | CDU
2513777 | 38VT012173HQSS | CDU | Top-discharge | Solenoid valve coil(white) | 19989547110 |  | 2044250 | 1 | Magnetic Coil | CDU
2513777 | 38VT012173HQSS | CDU | Top-discharge | Gas inlet pipe of SV3 | 19849282836C |  | 2044229 | 1 | other | CDU
2513777 | 38VT012173HQSS | CDU | Top-discharge | Unload valve pipe | 19849282832D |  | 2044239 | 1 | other | CDU
2513777 | 38VT012173HQSS | CDU | Top-discharge | Unload Valve | 19849290090 |  | 2044337 | 1 | other | CDU
2513777 | 38VT012173HQSS | CDU | Top-discharge | D pipe of 4-way valve | 19849283164 |  | 2044517 | 1 | Valve | CDU
2513777 | 38VT012173HQSS | CDU | Top-discharge | C pipe of 4-way valve | 19849283165B |  | 2044325 | 1 | other | CDU
2513777 | 38VT012173HQSS | CDU | Top-discharge | E pipe of 4-way valve | 19849283163 |  | 2044523 | 1 | other | CDU
2513777 | 38VT012173HQSS | CDU | Top-discharge | S pipe of 4-way valve | 19849283162 |  | 2044472 | 1 | other | CDU
2513777 | 38VT012173HQSS | CDU | Top-discharge | High pressure sensor | 19989547471 |  | 2045693 | 1 | HP Sensor | CDU
2513777 | 38VT012173HQSS | CDU | Top-discharge | 4-way valve | 19989242239A |  | 2044565 | 1 | Valve | CDU
2513777 | 38VT012173HQSS | CDU | Top-discharge | Low pressure sensor | 19989547470 |  | 2045696 | 1 | LP Sensor | CDU
2513777 | 38VT012173HQSS | CDU | Top-discharge | Stop valve (19.05) | 19849289183 |  | 2044433 | 1 | other | CDU
2513777 | 38VT012173HQSS | CDU | Top-discharge | Gas outlet pipe of solenoid valve | 19849283118 |  | 2044115 | 1 | other | CDU
2513777 | 38VT012173HQSS | CDU | Top-discharge | Solenoid valve coil | 19849598042 |  | 2044273 | 1 | Magnetic Coil | CDU
2513777 | 38VT012173HQSS | CDU | Top-discharge | Dual direction solenoid valve(SV9) | 19989240628 |  | 2044262 | 1 | Valve | CDU
2513777 | 38VT012173HQSS | CDU | Top-discharge | Gas inlet pipe of solenoid valve | 19849283119C |  | 2044183 | 1 | other | CDU
2513777 | 38VT012173HQSS | CDU | Top-discharge | Single-way valve | 19849285080 |  | 2044389 | 1 | other | CDU
2513777 | 38VT012173HQSS | CDU | Top-discharge | Connection pipe of 4-way valve D pipe | 19849282813 |  | 2044276 | 1 | other | CDU
2513777 | 38VT012173HQSS | CDU | Top-discharge | Oil return pipe | 19849282830C |  | 2044232 | 1 | other | CDU
2513777 | 38VT012173HQSS | CDU | Top-discharge | PCB | 19848199743 |  | 2044609 | 1 | pcb | CDU
2513777 | 38VT012173HQSS | CDU | Top-discharge | Compressor driver board + radiator | 19848199739 |  | 2044628 | 1 | pcb | CDU
2513777 | 38VT012173HQSS | CDU | Top-discharge | Reactor | 19989547927 |  | 2044482 | 1 | pcb | CDU
2513777 | 38VT012173HQSS | CDU | Top-discharge | Filter | 19849598133 |  | 2044573 | 1 | PCB | CDU
2513777 | 38VT012173HQSS | CDU | Top-discharge | Capacitor board | 19849598136A |  | 2044576 | 1 | PCB | CDU
2513777 | 38VT012173HQSS | CDU | Top-discharge | Terminal block | 19989548764E |  | 2044082 | 1 | Other | CDU
2513777 | 38VT012173HQSS | CDU | Top-discharge | Terminal block for power supply | 19849598093 |  | 2044244 | 1 | other | CDU
2513777 | 38VT012173HQSS | CDU | Top-discharge | Plastic pedestal | 19849798028 |  | 2044212 | 1 | other | CDU
2513777 | 38VT012173HQSS | CDU | Top-discharge | Electrical box assy. | 19849177386B |  | 2044634 | 1 | PCB | CDU
2513777 | 38VT012173HQSS | CDU | Top-discharge | Condensor assy. | 19849161903 |  | 2044630 | 1 | COIL | CDU
2513777 | 38VT012173HQSS | CDU | Top-discharge | tube sheet | 19849890158A |  | 2044090 | 1 | other | CDU
2513783 | 38VT024173HQSS | CDU | Top-discharge | Plastic handle | 19849798076B |  | 2044008 | 1 | other | CDU
2513783 | 38VT024173HQSS | CDU | Top-discharge | Service plate | 19849879049 |  | 2044511 | 1 | other | CDU
2513783 | 38VT024173HQSS | CDU | Top-discharge | Front panel | 19849879242 |  | 2044496 | 1 | other | CDU
2513783 | 38VT024173HQSS | CDU | Top-discharge | Lower front panel | 19849890700E |  | 2044293 | 1 | other | CDU
2513783 | 38VT024173HQSS | CDU | Top-discharge | Bottom plate | 19849177164E |  | 2044596 | 1 | other | CDU
2513783 | 38VT024173HQSS | CDU | Top-discharge | Support plate | 19849177166A |  | 2044105 | 1 | other | CDU
2513783 | 38VT024173HQSS | CDU | Top-discharge | Valve seat | 19849890735 |  | 2044248 | 1 | other | CDU
2513783 | 38VT024173HQSS | CDU | Top-discharge | Upper liquid collecting pipe | 19849283168B |  | 2044536 | 1 | other | CDU
2513783 | 38VT024173HQSS | CDU | Top-discharge | Lower liquid collecting pipe | 19849282839B |  | 2044532 | 1 | other | CDU
2513783 | 38VT024173HQSS | CDU | Top-discharge | Toci1/Tsacc sensor | 19849598088 |  | 2045705 | 1 | sensor | CDU
2513783 | 38VT024173HQSS | CDU | Top-discharge | Tdef sensor | 19849598086 |  | 2045706 | 1 | sensor | CDU
2513783 | 38VT024173HQSS | CDU | Top-discharge | Tao sensor | 19849598089 |  | 2045707 | 1 | sensor | CDU
2513783 | 38VT024173HQSS | CDU | Top-discharge | Td1 sensor | 19849598085 |  | 2045708 | 1 | sensor | CDU
2513783 | 38VT024173HQSS | CDU | Top-discharge | Toil1 sensor | 19849598083 |  | 2045709 | 1 | sensor | CDU
2513783 | 38VT024173HQSS | CDU | Top-discharge | Heater | 19849598095 |  | 2045710 | 4 | other | CDU
2513783 | 38VT024173HQSS | CDU | Top-discharge | Gas collecting pipe | 19849283169B |  | 2044574 | 1 | other | CDU
2513783 | 38VT024173HQSS | CDU | Top-discharge | Front panel | 19849890712E |  | 2044491 | 1 | other | CDU
2513783 | 38VT024173HQSS | CDU | Top-discharge | beam | 19849176225A |  | 2044214 | 1 | other | CDU
2513783 | 38VT024173HQSS | CDU | Top-discharge | screw | 19989349666A |  | 2043967 | 1 | other | CDU
2513783 | 38VT024173HQSS | CDU | Top-discharge | screw | 19989349745F |  | 2043971 | / | other | CDU
2513783 | 38VT024173HQSS | CDU | Top-discharge | The tube plate post | 19849879230 |  | 2044292 | / | other | CDU
2513783 | 38VT024173HQSS | CDU | Top-discharge | Sensor clip | 19849799149 |  | 2045711 | 1 | Sensor | CDU
2513783 | 38VT024173HQSS | CDU | Top-discharge | tube sheet | 19849890158A |  | 2044090 | 3 | other | CDU
2513783 | 38VT024173HQSS | CDU | Top-discharge | distributor | 19849283628 |  | 2044461 | 1 | distributor | CDU
2513783 | 38VT024173HQSS | CDU | Top-discharge | Grille | 19849890716A |  | 2044322 | 2 | other | CDU
2513783 | 38VT024173HQSS | CDU | Top-discharge | Middle column | 19849890226E |  | 2044193 | 1 | other | CDU
2513783 | 38VT024173HQSS | CDU | Top-discharge | Left side panel | 19849879047 |  | 2044560 | 1 | other | CDU
2513783 | 38VT024173HQSS | CDU | Top-discharge | Back guard plate | 19849879237 |  | 2044423 | 1 | other | CDU
2513783 | 38VT024173HQSS | CDU | Top-discharge | Right side panel | 19849879046 |  | 2044555 | 1 | other | CDU
2513783 | 38VT024173HQSS | CDU | Top-discharge | Air-out grille | 19849890166A |  | 2044398 | 2 | other | CDU
2513783 | 38VT024173HQSS | CDU | Top-discharge | Top cover | 19849879236 |  | 2044501 | 1 | other | CDU
2513783 | 38VT024173HQSS | CDU | Top-discharge | Wind circle | 19849798074A |  | 2044422 | 2 | other | CDU
2513783 | 38VT024173HQSS | CDU | Top-discharge | Fan | 19849799236 |  | 2044420 | 2 | fan | CDU
2513783 | 38VT024173HQSS | CDU | Top-discharge | Motor | 19849598081 |  | 2044622 | 2 | motor | CDU
2513783 | 38VT024173HQSS | CDU | Top-discharge | Fixed plate | 19849176108 |  | 2044503 | 1 | other | CDU
2513783 | 38VT024173HQSS | CDU | Top-discharge | Suction pipe 01 | 19849283184 |  | 2044537 | 1 | other | CDU
2513783 | 38VT024173HQSS | CDU | Top-discharge | Discharge pipe 01 | 19849283185B |  | 2044441 | 1 | other | CDU
2513783 | 38VT024173HQSS | CDU | Top-discharge | Compressor | 19849289427 |  | 2044637 | 2 | compressor | CDU
2513783 | 38VT024173HQSS | CDU | Top-discharge | Gas-liquid segregator | 19849285024 |  | 2044615 | 1 | other | CDU
2513783 | 38VT024173HQSS | CDU | Top-discharge | Suction pipe 02 | 19849283183 |  | 2044528 | 1 | other | CDU
2513783 | 38VT024173HQSS | CDU | Top-discharge | Discharge pipe | 19849279067A |  | 2044430 | 1 | other | CDU
2513783 | 38VT024173HQSS | CDU | Top-discharge | High pressure switch | 19849599267 |  | 2044264 | 1 | hp Swtich | CDU
2513783 | 38VT024173HQSS | CDU | Top-discharge | Inlet pipe of SV1 solenoid valve | 19849283115 |  | 2044137 | 1 | other | CDU
2513783 | 38VT024173HQSS | CDU | Top-discharge | SV1 solenoid valve coil | 19849598043 |  | 2044274 | 1 | Magnetic Coil | CDU
2513783 | 38VT024173HQSS | CDU | Top-discharge | Solenoid valve body | 19989241156 |  | 2044249 | 2 | other | CDU
2513783 | 38VT024173HQSS | CDU | Top-discharge | Outlet pipe of SV1 | 19849281444 |  | 2044009 | 1 | other | CDU
2513783 | 38VT024173HQSS | CDU | Top-discharge | Gas outlet pipe of SV3 | 19849282834 |  | 2044209 | 1 | other | CDU
2513783 | 38VT024173HQSS | CDU | Top-discharge | Solenoid valve coil(white) | 19989547110 |  | 2044250 | 1 | Magnetic Coil | CDU
2513783 | 38VT024173HQSS | CDU | Top-discharge | Gas inlet pipe of SV3 | 19849282836C |  | 2044229 | 1 | other | CDU
2513783 | 38VT024173HQSS | CDU | Top-discharge | EEV assy. | 19849297037 |  | 2044477 | 2 | EEV | CDU
2513783 | 38VT024173HQSS | CDU | Top-discharge | Connection pipe 1 of electronic expansion valve | 19849283103C |  | 2044271 | 1 | other | CDU
2513783 | 38VT024173HQSS | CDU | Top-discharge | Connection pipe 2 of electronic expansion valve | 19849282837B |  | 2044260 | 1 | other | CDU
2513783 | 38VT024173HQSS | CDU | Top-discharge | Single-way valve | 19989240624 |  | 2044142 | 2 | other | CDU
2513783 | 38VT024173HQSS | CDU | Top-discharge | Connection pipe 3 of electronic expansion valve | 19849282871C |  | 2044234 | 1 | other | CDU
2513783 | 38VT024173HQSS | CDU | Top-discharge | Liquid inlet pipe | 19849283141 |  | 2044452 | 1 | other | CDU
2513783 | 38VT024173HQSS | CDU | Top-discharge | Gas stop valve | 19849289189 |  | 2044353 | 1 | other | CDU
2513783 | 38VT024173HQSS | CDU | Top-discharge | Gas charging pipe | 19849282814 |  | 2044330 | 1 | other | CDU
2513783 | 38VT024173HQSS | CDU | Top-discharge | 2-way stop valve | 19989294012 |  | 2044169 | 1 | Valve | CDU
2513783 | 38VT024173HQSS | CDU | Top-discharge | Unload Valve | 19849290090 |  | 2044337 | 1 | other | CDU
2513783 | 38VT024173HQSS | CDU | Top-discharge | Unload valve pipe | 19849283105 |  | 2044223 | 1 | other | CDU
2513783 | 38VT024173HQSS | CDU | Top-discharge | Outlet pipe of SV4 solenoid valve | 19849283112 |  | 2044102 | 1 | other | CDU
2513783 | 38VT024173HQSS | CDU | Top-discharge | Solenoid valve coil | 19849598042 |  | 2044273 | 1 | Magnetic Coil | CDU
2513783 | 38VT024173HQSS | CDU | Top-discharge | Dual direction solenoid valve(SV9) | 19989240628 |  | 2044262 | 2 | Valve | CDU
2513783 | 38VT024173HQSS | CDU | Top-discharge | Inlet pipe of SV4 solenoid valve | 19849283113 |  | 2044199 | 1 | Valve | CDU
2513783 | 38VT024173HQSS | CDU | Top-discharge | D pipe of 4-way valve | 19849283179 |  | 2044564 | 1 | Valve | CDU
2513783 | 38VT024173HQSS | CDU | Top-discharge | High pressure sensor | 19989547471 |  | 2045693 | 1 | HP Sensor | CDU
2513783 | 38VT024173HQSS | CDU | Top-discharge | 4-way valve | 19989242239A |  | 2044565 | 1 | Valve | CDU
2513783 | 38VT024173HQSS | CDU | Top-discharge | C pipe of 4-way valve | 19849284406B |  | 2044411 | 1 | other | CDU
2513783 | 38VT024173HQSS | CDU | Top-discharge | S pipe of 4-way valve | 19849283177B |  | 2044538 | 1 | other | CDU
2513783 | 38VT024173HQSS | CDU | Top-discharge | Connection pipe of 4-way valve D pipe | 19849282813 |  | 2044276 | 2 | other | CDU
2513783 | 38VT024173HQSS | CDU | Top-discharge | Single-way valve | 19849285080 |  | 2044389 | 2 | other | CDU
2513783 | 38VT024173HQSS | CDU | Top-discharge | Low pressure sensor | 19989547470 |  | 2045696 | 1 | LP Sensor | CDU
2513783 | 38VT024173HQSS | CDU | Top-discharge | E pipe of 4-way valve | 19849283178 |  | 2044583 | 1 | other | CDU
2513783 | 38VT024173HQSS | CDU | Top-discharge | Stop valve (19.05) | 19849284913 |  | 2044535 | 1 | other | CDU
2513783 | 38VT024173HQSS | CDU | Top-discharge | Connecting pipe of gas stop valve | 19849299585 |  | 2044247 | 1 | other | CDU
2513783 | 38VT024173HQSS | CDU | Top-discharge | Outlet pipe of SV5 solenoid valve | 19849283110 |  | 2044159 | 1 | other | CDU
2513783 | 38VT024173HQSS | CDU | Top-discharge | SV5 solenoid valve coil | 19849598049 |  | 2044275 | 1 | Magnetic Coil | CDU
2513783 | 38VT024173HQSS | CDU | Top-discharge | Inlet pipe of SV5 solenoid valve | 19849283111 |  | 2044202 | 1 | other | CDU
2513783 | 38VT024173HQSS | CDU | Top-discharge | Oil return pipe 1 | 19849283182 |  | 2044277 | 1 | other | CDU
2513783 | 38VT024173HQSS | CDU | Top-discharge | Oil return pipe 2 | 19849283181 |  | 2044252 | 1 | other | CDU
2513783 | 38VT024173HQSS | CDU | Top-discharge | Capacitor board | 19849598136 |  | 2044600 | 2 | PCB | CDU
2513783 | 38VT024173HQSS | CDU | Top-discharge | Filter | 19849598133 |  | 2044573 | 2 | PCB | CDU
2513783 | 38VT024173HQSS | CDU | Top-discharge | Reactor | 19989547927 |  | 2044482 | 2 | pcb | CDU
2513783 | 38VT024173HQSS | CDU | Top-discharge | Terminal block | 19989548764E |  | 2044082 | 1 | Other | CDU
2513783 | 38VT024173HQSS | CDU | Top-discharge | Terminal block for power supply | 19849598092 |  | 2044393 | 1 | other | CDU
2513783 | 38VT024173HQSS | CDU | Top-discharge | Plastic pedestal | 19849798028 |  | 2044212 | 1 | other | CDU
2513783 | 38VT024173HQSS | CDU | Top-discharge | PCB | 19848199743 |  | 2044609 | 1 | pcb | CDU
2513783 | 38VT024173HQSS | CDU | Top-discharge | Compressor driver board + radiator | 19848199739 |  | 2044628 | 2 | pcb | CDU
2513783 | 38VT024173HQSS | CDU | Top-discharge | Electrical box assy. | 19849177383B |  | 2044643 | 1 | PCB | CDU
2513783 | 38VT024173HQSS | CDU | Top-discharge | Td2 sensor | 19849598084 |  | 2045712 | 1 | sensor | CDU
2513783 | 38VT024173HQSS | CDU | Top-discharge | Toil2 sensor | 19849598082 |  | 2045713 | 1 | sensor | CDU
2513783 | 38VT024173HQSS | CDU | Top-discharge | Condensor assy. | 19849142306 |  | 2044639 | 1 | COIL | CDU
#N/A | 40VD007S-7G-QEE | IDU | standard static duct | Air filter | 19849797566 |  | 2044078 | 1 | filter | IDU
#N/A | 40VD007S-7G-QEE | IDU | standard static duct | Air inlet frame assy. | 19849169486 |  | 2044226 | 1 | others | IDU
#N/A | 40VD007S-7G-QEE | IDU | standard static duct | Rear cover plate | 19849169489 |  | 2044155 | 1 | others | IDU
#N/A | 40VD007S-7G-QEE | IDU | standard static duct | Fan and volute assy. | 19849797515 |  | 2044366 | 1 | Blower | IDU
#N/A | 40VD007S-7G-QEE | IDU | standard static duct | Partition plate assy. | 19849169492 |  | 2044367 | 1 | others | IDU
#N/A | 40VD007S-7G-QEE | IDU | standard static duct | Bottom plate | 19849169506 |  | 2044526 | 1 | others | IDU
#N/A | 40VD007S-7G-QEE | IDU | standard static duct | Connection plate of tube plate | 19849887483 |  | 2044064 | 1 | other | IDU
#N/A | 40VD007S-7G-QEE | IDU | standard static duct | Drain pan | 19849476652 |  | 2044375 | 1 | Drain pan | IDU
#N/A | 40VD007S-7G-QEE | IDU | standard static duct | Front cover plate | 19849169483 |  | 2044339 | 1 | others | IDU
#N/A | 40VD007S-7G-QEE | IDU | standard static duct | Evaporator fixing plate | 19849887460A |  | 2044148 | 1 | other | IDU
#N/A | 40VD007S-7G-QEE | IDU | standard static duct | Evaporator assy. | 19849158008 |  | 2044585 | 1 | Coil | IDU
#N/A | 40VD007S-7G-QEE | IDU | standard static duct | Gas pipe temp. sensor | 19849596516 |  | 2045668 | 1 | Sensor | IDU
#N/A | 40VD007S-7G-QEE | IDU | standard static duct | Electronic expansion valve | 19849297818 |  | 2044465 | 1 | other | IDU
#N/A | 40VD007S-7G-QEE | IDU | standard static duct | Liquid pipe temp. sensor | 19989548670 |  | 2045667 | 1 | SENSOR | IDU
#N/A | 40VD007S-7G-QEE | IDU | standard static duct | Evaporator bottom support | 19849887461 |  | 2044161 | 1 | other | IDU
#N/A | 40VD007S-7G-QEE | IDU | standard static duct | Inlet and outlet coaming | 19849887465 |  | 2044076 | 1 | other | IDU
#N/A | 40VD007S-7G-QEE | IDU | standard static duct | Drain pump assy. | 19849161251 |  | 2044407 | 1 | pump | IDU
#N/A | 40VD007S-7G-QEE | IDU | standard static duct | Float switch | 19989548501 |  | 2044188 | 1 | float switch | IDU
#N/A | 40VD007S-7G-QEE | IDU | standard static duct | Drain pump | 19989549830A |  | 2044320 | 1 | pump | IDU
#N/A | 40VD007S-7G-QEE | IDU | standard static duct | Electric control box assy. | 19849153186 |  | 2044531 | 1 | PCB | IDU
#N/A | 40VD007S-7G-QEE | IDU | standard static duct | Terminal block | 19989548764E |  | 2044082 | 1 | Other | IDU
#N/A | 40VD007S-7G-QEE | IDU | standard static duct | Transformer | 19989548737F |  | 2044197 | 1 | Transformer | IDU
#N/A | 40VD007S-7G-QEE | IDU | standard static duct | PCB | 19848199838D |  | 2044462 | 1 | pcb | IDU
#N/A | 40VD007S-7G-QEE | IDU | standard static duct | PCB base | 19849797248 |  | 2044033 | 1 | PCB | IDU
#N/A | 40VD007S-7G-QEE | IDU | standard static duct | Terminal block | 1998A5999885 |  | 2044047 | 1 | Other | IDU
#N/A | 40VD007S-7G-QEE | IDU | standard static duct | Indoor ambient temp. sensor | 19849597648 |  | 2045663 | 1 | Sensor | IDU
#N/A | 40VD007S-7G-QEE | IDU | standard static duct | Electric control box | 19849169500A |  | 2044206 | 1 | pcb | IDU
#N/A | 40VD007S-7G-QEE | IDU | standard static duct | Electric control box cover | 19849887499A |  | 2044092 | 1 | pcb | IDU
#N/A | 40VD007S-7G-QEE | IDU | standard static duct | Clamp | 19849887506 |  | 2044087 | 1 | other | IDU
#N/A | 40VD007S-7G-QEE | IDU | standard static duct | AC motor | 19849598119A |  | 2044495 | 1 | Motor | IDU
#N/A | 40VD009S-7G-QEE | IDU | standard static duct | Air filter | 19849797566 |  | 2044078 | 1 | filter | IDU
#N/A | 40VD009S-7G-QEE | IDU | standard static duct | Air inlet frame assy. | 19849169486 |  | 2044226 | 1 | others | IDU
#N/A | 40VD009S-7G-QEE | IDU | standard static duct | Rear cover plate | 19849169489 |  | 2044155 | 1 | others | IDU
#N/A | 40VD009S-7G-QEE | IDU | standard static duct | Fan and volute assy. | 19849797515 |  | 2044366 | 1 | Blower | IDU
#N/A | 40VD009S-7G-QEE | IDU | standard static duct | Partition plate assy. | 19849169492 |  | 2044367 | 1 | others | IDU
#N/A | 40VD009S-7G-QEE | IDU | standard static duct | Bottom plate | 19849169506 |  | 2044526 | 1 | others | IDU
#N/A | 40VD009S-7G-QEE | IDU | standard static duct | Connection plate of tube plate | 19849887483 |  | 2044064 | 1 | other | IDU
#N/A | 40VD009S-7G-QEE | IDU | standard static duct | Drain pan | 19849476652 |  | 2044375 | 1 | Drain pan | IDU
#N/A | 40VD009S-7G-QEE | IDU | standard static duct | Front cover plate | 19849169483 |  | 2044339 | 1 | others | IDU
#N/A | 40VD009S-7G-QEE | IDU | standard static duct | Evaporator fixing plate | 19849887460A |  | 2044148 | 1 | other | IDU
#N/A | 40VD009S-7G-QEE | IDU | standard static duct | Evaporator assy. | 19849158008 |  | 2044585 | 1 | Coil | IDU
#N/A | 40VD009S-7G-QEE | IDU | standard static duct | Gas pipe temp. sensor | 19849596516 |  | 2045668 | 1 | Sensor | IDU
#N/A | 40VD009S-7G-QEE | IDU | standard static duct | Electronic expansion valve | 19849297818 |  | 2044465 | 1 | other | IDU
#N/A | 40VD009S-7G-QEE | IDU | standard static duct | Liquid pipe temp. sensor | 19989548670 |  | 2045667 | 1 | SENSOR | IDU
#N/A | 40VD009S-7G-QEE | IDU | standard static duct | Evaporator bottom support | 19849887461 |  | 2044161 | 1 | other | IDU
#N/A | 40VD009S-7G-QEE | IDU | standard static duct | Inlet and outlet coaming | 19849887465 |  | 2044076 | 1 | other | IDU
#N/A | 40VD009S-7G-QEE | IDU | standard static duct | Drain pump assy. | 19849161251 |  | 2044407 | 1 | pump | IDU
#N/A | 40VD009S-7G-QEE | IDU | standard static duct | Float switch | 19989548501 |  | 2044188 | 1 | float switch | IDU
#N/A | 40VD009S-7G-QEE | IDU | standard static duct | Drain pump | 19989549830A |  | 2044320 | 1 | pump | IDU
#N/A | 40VD009S-7G-QEE | IDU | standard static duct | Electric control box assy. | 19849153186 |  | 2044531 | 1 | PCB | IDU
#N/A | 40VD009S-7G-QEE | IDU | standard static duct | Terminal block | 19989548764E |  | 2044082 | 1 | Other | IDU
#N/A | 40VD009S-7G-QEE | IDU | standard static duct | Transformer | 19989548737F |  | 2044197 | 1 | Transformer | IDU
#N/A | 40VD009S-7G-QEE | IDU | standard static duct | PCB | 19848199838D |  | 2044462 | 1 | pcb | IDU
#N/A | 40VD009S-7G-QEE | IDU | standard static duct | PCB base | 19849797248 |  | 2044033 | 1 | PCB | IDU
#N/A | 40VD009S-7G-QEE | IDU | standard static duct | Terminal block | 1998A5999885 |  | 2044047 | 1 | Other | IDU
#N/A | 40VD009S-7G-QEE | IDU | standard static duct | Indoor ambient temp. sensor | 19849597648 |  | 2045663 | 1 | Sensor | IDU
#N/A | 40VD009S-7G-QEE | IDU | standard static duct | Electric control box | 19849169500A |  | 2044206 | 1 | pcb | IDU
#N/A | 40VD009S-7G-QEE | IDU | standard static duct | Electric control box cover | 19849887499A |  | 2044092 | 1 | pcb | IDU
#N/A | 40VD009S-7G-QEE | IDU | standard static duct | Clamp | 19849887506 |  | 2044087 | 1 | other | IDU
#N/A | 40VD009S-7G-QEE | IDU | standard static duct | AC motor | 19849598119A |  | 2044495 | 1 | Motor | IDU
2513824 | 40VD009L-7E-QEE | IDU | Slim duct | cover 1 | 19849895424 |  | 2044185 | 1 | other | IDU
2513824 | 40VD009L-7E-QEE | IDU | Slim duct | Water tray assembly | 19849189891 |  | 2044335 | 1 | Drain Pan | IDU
2513824 | 40VD009L-7E-QEE | IDU | Slim duct | Evaporator assembly | 19849169063 |  | 2044521 | 1 | Coil | IDU
2513824 | 40VD009L-7E-QEE | IDU | Slim duct | left side plate | 19849895429 |  | 2044135 | 1 | other | IDU
2513824 | 40VD009L-7E-QEE | IDU | Slim duct | Clapboard | 19849895427 |  | 2044270 | 1 | other | IDU
2513824 | 40VD009L-7E-QEE | IDU | Slim duct | Ambient temp. Sensor | 19989548672 |  | 2045661 | 1 | Sensor | IDU
2513824 | 40VD009L-7E-QEE | IDU | Slim duct | filter | 19849798824 |  | 2044040 | 1 | filter/PCB | IDU
2513824 | 40VD009L-7E-QEE | IDU | Slim duct | Bottom plate assy. | 19849894446 |  | 2044490 | 1 | other | IDU
2513824 | 40VD009L-7E-QEE | IDU | Slim duct | motor | 19849598749A |  | 2044572 | 1 | motor | IDU
2513824 | 40VD009L-7E-QEE | IDU | Slim duct | up the volute | 19849798773 |  | 2044095 | 2 | other | IDU
2513824 | 40VD009L-7E-QEE | IDU | Slim duct | Under the volute | 19849798772 |  | 2044103 | 2 | other | IDU
2513824 | 40VD009L-7E-QEE | IDU | Slim duct | fan | 19849798774 |  | 2044160 | 2 | fan | IDU
2513824 | 40VD009L-7E-QEE | IDU | Slim duct | beam | 19849895346 |  | 2044107 | 1 | other | IDU
2513824 | 40VD009L-7E-QEE | IDU | Slim duct | cover 2 | 19849895423 |  | 2044240 | 1 | other | IDU
2513824 | 40VD009L-7E-QEE | IDU | Slim duct | Electrical box assy. | 19849177050A |  | 2044569 | 1 | PCB | IDU
2513824 | 40VD009L-7E-QEE | IDU | Slim duct | PCB | 19848199755 |  | 2044554 | 1 | pcb | IDU
2513824 | 40VD009L-7E-QEE | IDU | Slim duct | Electrical box cover | 19849895417 |  | 2044091 | 1 | other | IDU
2513824 | 40VD009L-7E-QEE | IDU | Slim duct | pump | 19989549830 |  | 2044350 | 1 | pump | IDU
2513824 | 40VD009L-7E-QEE | IDU | Slim duct | float switch | 19989548501 |  | 2044188 | 1 | float switch | IDU
2513824 | 40VD009L-7E-QEE | IDU | Slim duct | EEV (used for the unit produced before Jun.4th,2016) | 19849297819 |  | 2044466 | 1 | others | IDU
2513824 | 40VD009L-7E-QEE | IDU | Slim duct | EEV (used for the unit produced from Jun.4th,2016) | 19849297818 |  | 2044465 | 1 | other | IDU
2513824 | 40VD009L-7E-QEE | IDU | Slim duct | right side plate | 19849895428 |  | 2044118 | 1 | other | IDU
2513824 | 40VD009L-7E-QEE | IDU | Slim duct | Pipe sensor (used for the unit produced before October.15th,2020) | 19989547900 |  | 2045662 | 1 | Sensor | IDU
2513824 | 40VD009L-7E-QEE | IDU | Slim duct | Pipe sensor (used for the unit produced from October.15th,2020) | 19849596516 |  | 2045668 | 1 | Sensor | IDU
2513824 | 40VD009L-7E-QEE | IDU | Slim duct | Coil temperature sensor | 19849597646 |  | 2045665 | 1 | Sensor | IDU
2513834 | 40VD028S-7G-QEE | IDU | standard static duct | Air filter | 19849797565 |  | 2044125 | 2 | filter | IDU
2513834 | 40VD028S-7G-QEE | IDU | standard static duct | Air inlet frame assy. | 19849169485 |  | 2044305 | 1 | other | IDU
2513834 | 40VD028S-7G-QEE | IDU | standard static duct | Rear cover plate | 19849169488 |  | 2044219 | 1 | other | IDU
2513834 | 40VD028S-7G-QEE | IDU | standard static duct | Fan and volute assy. | 19849797515 |  | 2044366 | 2 | Blower | IDU
2513834 | 40VD028S-7G-QEE | IDU | standard static duct | Clamp | 19849887506 |  | 2044087 | 1 | other | IDU
2513834 | 40VD028S-7G-QEE | IDU | standard static duct | Partition plate assy. | 19849169491 |  | 2044404 | 1 | other | IDU
2513834 | 40VD028S-7G-QEE | IDU | standard static duct | Bottom plate | 19849169504 |  | 2044546 | 1 | other | IDU
2513834 | 40VD028S-7G-QEE | IDU | standard static duct | Connection plate of tube plate | 19849887483 |  | 2044064 | 1 | other | IDU
2513834 | 40VD028S-7G-QEE | IDU | standard static duct | Drain pan | 19849476651 |  | 2044444 | 1 | Drain pan | IDU
2513834 | 40VD028S-7G-QEE | IDU | standard static duct | Front cover plate | 19849169482 |  | 2044379 | 1 | other | IDU
2513834 | 40VD028S-7G-QEE | IDU | standard static duct | Evaporator bottom support | 19849887461 |  | 2044161 | 1 | other | IDU
2513834 | 40VD028S-7G-QEE | IDU | standard static duct | Evaporator assy. | 19849162692 |  | 2044593 | 1 | Coil | IDU
2513834 | 40VD028S-7G-QEE | IDU | standard static duct | Gas pipe temp. sensor | 19849596516 |  | 2045668 | 1 | Sensor | IDU
2513834 | 40VD028S-7G-QEE | IDU | standard static duct | Electronic expansion valve | 19849297817 |  | 2044469 | 1 | EEV | IDU
2513834 | 40VD028S-7G-QEE | IDU | standard static duct | Liquid pipe temp. sensor | 19989548670 |  | 2045667 | 1 | SENSOR | IDU
2513834 | 40VD028S-7G-QEE | IDU | standard static duct | Evaporator fixing plate | 19849887460A |  | 2044148 | 1 | other | IDU
2513834 | 40VD028S-7G-QEE | IDU | standard static duct | Inlet and outlet coaming | 19849887465 |  | 2044076 | 1 | other | IDU
2513834 | 40VD028S-7G-QEE | IDU | standard static duct | Drain pump assy. | 19849161251 |  | 2044407 | 1 | pump | IDU
2513834 | 40VD028S-7G-QEE | IDU | standard static duct | Float switch | 19989548501 |  | 2044188 | 1 | float switch | IDU
2513834 | 40VD028S-7G-QEE | IDU | standard static duct | Drain pump | 19989549830A |  | 2044320 | 1 | pump | IDU
2513834 | 40VD028S-7G-QEE | IDU | standard static duct | Electric control box assy. | 19849153187 |  | 2044534 | 1 | PCB | IDU
2513834 | 40VD028S-7G-QEE | IDU | standard static duct | Transformer | 19989548737F |  | 2044197 | 1 | Transformer | IDU
2513834 | 40VD028S-7G-QEE | IDU | standard static duct | Terminal block | 19989548764E |  | 2044082 | 1 | Other | IDU
2513834 | 40VD028S-7G-QEE | IDU | standard static duct | PCB | 19848199838D |  | 2044462 | 1 | pcb | IDU
2513834 | 40VD028S-7G-QEE | IDU | standard static duct | PCB base | 19849797248 |  | 2044033 | 1 | PCB | IDU
2513834 | 40VD028S-7G-QEE | IDU | standard static duct | Terminal block | 1998A5999885 |  | 2044047 | 1 | Other | IDU
2513834 | 40VD028S-7G-QEE | IDU | standard static duct | Fan capacitor | 1998A6399742H |  | 2044088 | 1 | PCB | IDU
2513834 | 40VD028S-7G-QEE | IDU | standard static duct | Indoor ambient temp. sensor | 19849597648 |  | 2045663 | 1 | sensor | IDU
2513834 | 40VD028S-7G-QEE | IDU | standard static duct | Electric control box | 19849169500A |  | 2044206 | 1 | pcb | IDU
2513834 | 40VD028S-7G-QEE | IDU | standard static duct | Electric control box cover | 19849887499A |  | 2044092 | 1 | pcb | IDU
2513834 | 40VD028S-7G-QEE | IDU | standard static duct | AC motor | 19849598116A |  | 2044525 | 1 | motor | IDU
2513837 | 40VD038H-7G-QEE | IDU | High ESP duct | connection frame of inlet air | 1998A98998999 |  | 2044242 | 1 | other | IDU
2513837 | 40VD038H-7G-QEE | IDU | High ESP duct | swing | 19989848876 |  | 2044041 | 4 | other | IDU
2513837 | 40VD038H-7G-QEE | IDU | High ESP duct | boarding assy. of liquid pipe | 19989148950 |  | 2044010 | 1 | other | IDU
2513837 | 40VD038H-7G-QEE | IDU | High ESP duct | vertical supporting board for evaporator | 19989848862 |  | 2044016 | 1 | other | IDU
2513837 | 40VD038H-7G-QEE | IDU | High ESP duct | horizontal supporting board for evaporator | 19989848861 |  | 2044015 | 1 | other | IDU
2513837 | 40VD038H-7G-QEE | IDU | High ESP duct | bottom plate assy. | 1998A98998997 |  | 2044493 | 1 | other | IDU
2513837 | 40VD038H-7G-QEE | IDU | High ESP duct | air discharge framework | 1998A8698794 |  | 2044221 | 1 | other | IDU
2513837 | 40VD038H-7G-QEE | IDU | High ESP duct | fix blot assy. | 1998A9899000 |  | 2044119 | 1 | other | IDU
2513837 | 40VD038H-7G-QEE | IDU | High ESP duct | cover board assy. 1 | 19989148955 |  | 2044181 | 1 | other | IDU
2513837 | 40VD038H-7G-QEE | IDU | High ESP duct | fix tendon assy. 1 | 19989148952 |  | 2044080 | 1 | other | IDU
2513837 | 40VD038H-7G-QEE | IDU | High ESP duct | cover board assy. 2 | 19989148954 |  | 2044208 | 1 | other | IDU
2513837 | 40VD038H-7G-QEE | IDU | High ESP duct | liquid pipe temp. sensor | 19989548670 |  | 2045667 | 1 | SENSOR | IDU
2513837 | 40VD038H-7G-QEE | IDU | High ESP duct | gas pipe temp. sensor | 19849596516 |  | 2045668 | 1 | Sensor | IDU
2513837 | 40VD038H-7G-QEE | IDU | High ESP duct | ambient temp. sensor | 19989548672 |  | 2045661 | 1 | Sensor | IDU
2513837 | 40VD038H-7G-QEE | IDU | High ESP duct | evaporator fixing plate 3 | 19989199709 |  | 2044113 | 1 | other | IDU
2513837 | 40VD038H-7G-QEE | IDU | High ESP duct | evaporator assy. | 19849299312 |  | 2044612 | 1 | Coil | IDU
2513837 | 40VD038H-7G-QEE | IDU | High ESP duct | cover board assy. 3 | 19989148953 |  | 2044255 | 1 | other | IDU
2513837 | 40VD038H-7G-QEE | IDU | High ESP duct | fix tendon assy. 2 | 19989148951 |  | 2044032 | 1 | other | IDU
2513837 | 40VD038H-7G-QEE | IDU | High ESP duct | evaporator fixing plate 2 | 19989848866 |  | 2044011 | 1 | other | IDU
2513837 | 40VD038H-7G-QEE | IDU | High ESP duct | transformer | 19989548737E |  | 2044245 | 1 | Transformer | IDU
2513837 | 40VD038H-7G-QEE | IDU | High ESP duct | relay | 19989599701B |  | 2044139 | 2 | PCB | IDU
2513837 | 40VD038H-7G-QEE | IDU | High ESP duct | fan motor capacitor | 19989547219 |  | 2044179 | 1 | PCB | IDU
2513837 | 40VD038H-7G-QEE | IDU | High ESP duct | electrical box cover | 19989848859 |  | 2044108 | 1 | other | IDU
2513837 | 40VD038H-7G-QEE | IDU | High ESP duct | / | / |  | #N/A | / | Magnetic Coil | IDU
2513837 | 40VD038H-7G-QEE | IDU | High ESP duct | Power line clip | 1998A4254883 |  | 2044000 | 2 | Other | IDU
2513837 | 40VD038H-7G-QEE | IDU | High ESP duct | wiring harness | 19989547416 |  | 2044228 | 1 | other | IDU
2513837 | 40VD038H-7G-QEE | IDU | High ESP duct | indoor PCB | 19848199886 |  | 2044471 | 1 | PCB | IDU
2513837 | 40VD038H-7G-QEE | IDU | High ESP duct | terminal block | 19989548764E |  | 2044082 | 1 | Other | IDU
2513837 | 40VD038H-7G-QEE | IDU | High ESP duct | electrical box assy. | 19849199472 |  | 2044557 | 1 | PCB | IDU
2513837 | 40VD038H-7G-QEE | IDU | High ESP duct | liquid pipe assy. | 19849292405A |  | 2044338 | 1 | other | IDU
2513837 | 40VD038H-7G-QEE | IDU | High ESP duct | air pipe assy. | 19849296505A |  | 2044431 | 1 | other | IDU
2513837 | 40VD038H-7G-QEE | IDU | High ESP duct | float bracket | 19989848863 |  | 2043987 | 1 | other | IDU
2513837 | 40VD038H-7G-QEE | IDU | High ESP duct | float switch | 1998A6599839 |  | 2044201 | 1 | float switch | IDU
2513837 | 40VD038H-7G-QEE | IDU | High ESP duct | motor fixing bolt | 19989848865 |  | 2043975 | 2 | other | IDU
2513837 | 40VD038H-7G-QEE | IDU | High ESP duct | motor fixing bolt | 19989848865 |  | 2043975 | 2 | other | IDU
2513837 | 40VD038H-7G-QEE | IDU | High ESP duct | motor bracket 1 | 1998A9899092 |  | 2044380 | 1 | other | IDU
2513837 | 40VD038H-7G-QEE | IDU | High ESP duct | snail shell 1 | 1998A86988959 |  | 2044327 | 1 | other | IDU
2513837 | 40VD038H-7G-QEE | IDU | High ESP duct | fan 1 | 1998A7698897 |  | 2044382 | 1 | Blower | IDU
2513837 | 40VD038H-7G-QEE | IDU | High ESP duct | hermitic circle of snail shell | 1998A86988955 |  | 2044077 | 2 | other | IDU
2513837 | 40VD038H-7G-QEE | IDU | High ESP duct | hermitic circle of snail shell | 1998A86988955 |  | 2044077 | 2 | other | IDU
2513837 | 40VD038H-7G-QEE | IDU | High ESP duct | fan 2 | 1998A7698896 |  | 2044392 | 1 | Blower | IDU
2513837 | 40VD038H-7G-QEE | IDU | High ESP duct | snail shell 2 | 1998A86988958 |  | 2044326 | 1 | other | IDU
2513837 | 40VD038H-7G-QEE | IDU | High ESP duct | washer | 1998A4598964 |  | 2043976 | 1 | other | IDU
2513837 | 40VD038H-7G-QEE | IDU | High ESP duct | indoor motor | 19989548382 |  | 2044543 | 1 | Motor | IDU
2513837 | 40VD038H-7G-QEE | IDU | High ESP duct | drain pan assy. | 19989199670 |  | 2044412 | 1 | Drain pan | IDU
2513837 | 40VD038H-7G-QEE | IDU | High ESP duct | guarding plate assy.2 | 1998A8698796 |  | 2044406 | 1 | other | IDU
2513837 | 40VD038H-7G-QEE | IDU | High ESP duct | guarding plate assy.1 | 1998A8698797 |  | 2044365 | 1 | other | IDU
2513837 | 40VD038H-7G-QEE | IDU | High ESP duct | electronic expansion valve | 19849297817 |  | 2044469 | 1 | EEV | IDU
2513837 | 40VD038H-7G-QEE | IDU | High ESP duct | filter | 19989749188 |  | 2044256 | 1 | Filter/PCB | IDU
2513838 | 40VD048H-7G-QEE | IDU | High ESP duct | connection frame of inlet air | 1998A98998999 |  | 2044242 | 1 | other | IDU
2513838 | 40VD048H-7G-QEE | IDU | High ESP duct | swing | 19989848876 |  | 2044041 | 4 | other | IDU
2513838 | 40VD048H-7G-QEE | IDU | High ESP duct | boarding assy. of liquid pipe | 19989148950 |  | 2044010 | 1 | other | IDU
2513838 | 40VD048H-7G-QEE | IDU | High ESP duct | vertical supporting board for evaporator | 19989848862 |  | 2044016 | 1 | other | IDU
2513838 | 40VD048H-7G-QEE | IDU | High ESP duct | horizontal supporting board for evaporator | 19989848861 |  | 2044015 | 1 | other | IDU
2513838 | 40VD048H-7G-QEE | IDU | High ESP duct | bottom plate assy. | 1998A98998997 |  | 2044493 | 1 | other | IDU
2513838 | 40VD048H-7G-QEE | IDU | High ESP duct | air discharge framework | 1998A8698794 |  | 2044221 | 1 | other | IDU
2513838 | 40VD048H-7G-QEE | IDU | High ESP duct | fix blot assy. | 1998A9899000 |  | 2044119 | 1 | other | IDU
2513838 | 40VD048H-7G-QEE | IDU | High ESP duct | cover board assy. 1 | 19989148955 |  | 2044181 | 1 | other | IDU
2513838 | 40VD048H-7G-QEE | IDU | High ESP duct | fix tendon assy. 1 | 19989148952 |  | 2044080 | 1 | other | IDU
2513838 | 40VD048H-7G-QEE | IDU | High ESP duct | cover board assy. 2 | 19989148954 |  | 2044208 | 1 | other | IDU
2513838 | 40VD048H-7G-QEE | IDU | High ESP duct | liquid pipe temp. sensor | 19989548670 |  | 2045667 | 1 | SENSOR | IDU
2513838 | 40VD048H-7G-QEE | IDU | High ESP duct | gas pipe temp. sensor | 19849596516 |  | 2045668 | 1 | Sensor | IDU
2513838 | 40VD048H-7G-QEE | IDU | High ESP duct | ambient temp. sensor | 19989548672 |  | 2045661 | 1 | Sensor | IDU
2513838 | 40VD048H-7G-QEE | IDU | High ESP duct | evaporator fixing plate 3 | 19989199709 |  | 2044113 | 1 | other | IDU
2513838 | 40VD048H-7G-QEE | IDU | High ESP duct | evaporator assy. | 19849299312 |  | 2044612 | 1 | Coil | IDU
2513838 | 40VD048H-7G-QEE | IDU | High ESP duct | cover board assy. 3 | 19989148953 |  | 2044255 | 1 | other | IDU
2513838 | 40VD048H-7G-QEE | IDU | High ESP duct | fix tendon assy. 2 | 19989148951 |  | 2044032 | 1 | other | IDU
2513838 | 40VD048H-7G-QEE | IDU | High ESP duct | evaporator fixing plate 2 | 19989848866 |  | 2044011 | 1 | other | IDU
2513838 | 40VD048H-7G-QEE | IDU | High ESP duct | transformer | 19989548737E |  | 2044245 | 1 | Transformer | IDU
2513838 | 40VD048H-7G-QEE | IDU | High ESP duct | relay | 19989599701B |  | 2044139 | 2 | PCB | IDU
2513838 | 40VD048H-7G-QEE | IDU | High ESP duct | fan motor capacitor | 19989547219 |  | 2044179 | 1 | PCB | IDU
2513838 | 40VD048H-7G-QEE | IDU | High ESP duct | electrical box cover | 19989848859 |  | 2044108 | 1 | other | IDU
2513838 | 40VD048H-7G-QEE | IDU | High ESP duct | / | / |  | #N/A | / | Magnetic Coil | IDU
2513838 | 40VD048H-7G-QEE | IDU | High ESP duct | Power line clip | 1998A4254883 |  | 2044000 | 2 | Other | IDU
2513838 | 40VD048H-7G-QEE | IDU | High ESP duct | wiring harness | 19989547416 |  | 2044228 | 1 | other | IDU
2513838 | 40VD048H-7G-QEE | IDU | High ESP duct | indoor PCB | 19848199886 |  | 2044471 | 1 | PCB | IDU
2513838 | 40VD048H-7G-QEE | IDU | High ESP duct | terminal block | 19989548764E |  | 2044082 | 1 | Other | IDU
2513838 | 40VD048H-7G-QEE | IDU | High ESP duct | electrical box assy. | 19849199472 |  | 2044557 | 1 | PCB | IDU
2513838 | 40VD048H-7G-QEE | IDU | High ESP duct | liquid pipe assy. | 19849292405A |  | 2044338 | 1 | other | IDU
2513838 | 40VD048H-7G-QEE | IDU | High ESP duct | air pipe assy. | 19849296505A |  | 2044431 | 1 | other | IDU
2513838 | 40VD048H-7G-QEE | IDU | High ESP duct | float bracket | 19989848863 |  | 2043987 | 1 | other | IDU
2513838 | 40VD048H-7G-QEE | IDU | High ESP duct | float switch | 1998A6599839 |  | 2044201 | 1 | float switch | IDU
2513838 | 40VD048H-7G-QEE | IDU | High ESP duct | motor fixing bolt | 19989848865 |  | 2043975 | 2 | other | IDU
2513838 | 40VD048H-7G-QEE | IDU | High ESP duct | motor fixing bolt | 19989848865 |  | 2043975 | 2 | other | IDU
2513838 | 40VD048H-7G-QEE | IDU | High ESP duct | motor bracket 1 | 1998A9899092 |  | 2044380 | 1 | other | IDU
2513838 | 40VD048H-7G-QEE | IDU | High ESP duct | snail shell 1 | 1998A86988959 |  | 2044327 | 1 | other | IDU
2513838 | 40VD048H-7G-QEE | IDU | High ESP duct | fan 1 | 1998A7698897 |  | 2044382 | 1 | Blower | IDU
2513838 | 40VD048H-7G-QEE | IDU | High ESP duct | hermitic circle of snail shell | 1998A86988955 |  | 2044077 | 2 | other | IDU
2513838 | 40VD048H-7G-QEE | IDU | High ESP duct | hermitic circle of snail shell | 1998A86988955 |  | 2044077 | 2 | other | IDU
2513838 | 40VD048H-7G-QEE | IDU | High ESP duct | fan 2 | 1998A7698896 |  | 2044392 | 1 | Blower | IDU
2513838 | 40VD048H-7G-QEE | IDU | High ESP duct | snail shell 2 | 1998A86988958 |  | 2044326 | 1 | other | IDU
2513838 | 40VD048H-7G-QEE | IDU | High ESP duct | washer | 1998A4598964 |  | 2043976 | 1 | other | IDU
2513838 | 40VD048H-7G-QEE | IDU | High ESP duct | indoor motor | 19989548382 |  | 2044543 | 1 | Motor | IDU
2513838 | 40VD048H-7G-QEE | IDU | High ESP duct | drain pan assy. | 19989199670 |  | 2044412 | 1 | Drain pan | IDU
2513838 | 40VD048H-7G-QEE | IDU | High ESP duct | guarding plate assy.2 | 1998A8698796 |  | 2044406 | 1 | other | IDU
2513838 | 40VD048H-7G-QEE | IDU | High ESP duct | guarding plate assy.1 | 1998A8698797 |  | 2044365 | 1 | other | IDU
2513838 | 40VD048H-7G-QEE | IDU | High ESP duct | electronic expansion valve | 19849297817 |  | 2044469 | 1 | EEV | IDU
2513838 | 40VD048H-7G-QEE | IDU | High ESP duct | filter | 19989749188 |  | 2044256 | 1 | Filter/PCB | IDU
2513832 | 40VD038R-7G-QEE | IDU | Medium ESP duct | Evaporator assembly | 19849298753 |  | 2044610 | 1 | Coil | IDU
2513832 | 40VD038R-7G-QEE | IDU | Medium ESP duct | Air outlet | 19849899949 |  | 2044243 | 1 | other | IDU
2513832 | 40VD038R-7G-QEE | IDU | Medium ESP duct | Upper fixing plate of evaporator | 19849899958 |  | 2044070 | 1 | other | IDU
2513832 | 40VD038R-7G-QEE | IDU | Medium ESP duct | Right fixing plate of evaporator | 19849899937 |  | 2044023 | 1 | other | IDU
2513832 | 40VD038R-7G-QEE | IDU | Medium ESP duct | left fixing plate of evaporator | 19849899942 |  | 2044054 | 1 | other | IDU
2513832 | 40VD038R-7G-QEE | IDU | Medium ESP duct | Partition plate | 19849899963 |  | 2044308 | 1 | other | IDU
2513832 | 40VD038R-7G-QEE | IDU | Medium ESP duct | Fixing plate | 19849899966 |  | 2044058 | 1 | other | IDU
2513832 | 40VD038R-7G-QEE | IDU | Medium ESP duct | Left side plate | 19849899962 |  | 2044190 | 1 | other | IDU
2513832 | 40VD038R-7G-QEE | IDU | Medium ESP duct | Fixing plate of electric box | 19849899943 |  | 2044083 | 1 | other | IDU
2513832 | 40VD038R-7G-QEE | IDU | Medium ESP duct | Right side plate | 19849899957 |  | 2044187 | 1 | other | IDU
2513832 | 40VD038R-7G-QEE | IDU | Medium ESP duct | Scroll case | 19849799873 |  | 2044184 | 2 | other | IDU
2513832 | 40VD038R-7G-QEE | IDU | Medium ESP duct | Scroll case | 19849799872 |  | 2044186 | 2 | other | IDU
2513832 | 40VD038R-7G-QEE | IDU | Medium ESP duct | Fan | 19849799871 |  | 2044217 | 2 | fan | IDU
2513832 | 40VD038R-7G-QEE | IDU | Medium ESP duct | Motor | 19849599988 |  | 2044575 | 1 | motor | IDU
2513832 | 40VD038R-7G-QEE | IDU | Medium ESP duct | Air inlet frame | 19849899961 |  | 2044254 | 1 | other | IDU
2513832 | 40VD038R-7G-QEE | IDU | Medium ESP duct | Cover plate | 19849899939 |  | 2044218 | 1 | other | IDU
2513832 | 40VD038R-7G-QEE | IDU | Medium ESP duct | Cover plate | 19849899960 |  | 2044282 | 1 | other | IDU
2513832 | 40VD038R-7G-QEE | IDU | Medium ESP duct | Water drain pan | 19849196747 |  | 2044447 | 1 | Drain pan | IDU
2513832 | 40VD038R-7G-QEE | IDU | Medium ESP duct | Suspension | 19849899965 |  | 2044024 | 4 | other | IDU
2513832 | 40VD038R-7G-QEE | IDU | Medium ESP duct | Maintenance plate | 19849899948 |  | 2044026 | 1 | other | IDU
2513832 | 40VD038R-7G-QEE | IDU | Medium ESP duct | Maintenance plate | 19849899950 |  | 2044002 | 1 | other | IDU
2513832 | 40VD038R-7G-QEE | IDU | Medium ESP duct | Fixing plate of motor | 19849899956 |  | 2043995 | 2 | other | IDU
2513832 | 40VD038R-7G-QEE | IDU | Medium ESP duct | Fixing plate of motor | 19849899959 |  | 2044006 | 1 | other | IDU
2513832 | 40VD038R-7G-QEE | IDU | Medium ESP duct | Electric box assy. | 19849195719 |  | 2044567 | 1 | pcb | IDU
2513832 | 40VD038R-7G-QEE | IDU | Medium ESP duct | Horizontal plate of electric box | 19849899954 |  | 2044019 | 1 | other | IDU
2513832 | 40VD038R-7G-QEE | IDU | Medium ESP duct | Cover of electric box | 19849899953 |  | 2044069 | 1 | other | IDU
2513832 | 40VD038R-7G-QEE | IDU | Medium ESP duct | Terminal block | 19989548764E |  | 2044082 | 1 | Other | IDU
2513832 | 40VD038R-7G-QEE | IDU | Medium ESP duct | indoor PCB | 19848199886 |  | 2044471 | 1 | PCB | IDU
2513832 | 40VD038R-7G-QEE | IDU | Medium ESP duct | Transformer | 19989548737E |  | 2044245 | 1 | Transformer | IDU
2513832 | 40VD038R-7G-QEE | IDU | Medium ESP duct | Relay | 19989599701B |  | 2044139 | 3 | PCB | IDU
2513832 | 40VD038R-7G-QEE | IDU | Medium ESP duct | Capacitor | 19989547219 |  | 2044179 | 1 | PCB | IDU
2513832 | 40VD038R-7G-QEE | IDU | Medium ESP duct | Wires | / |  | #N/A | 1 | Magnetic Coil | IDU
2513832 | 40VD038R-7G-QEE | IDU | Medium ESP duct | Liquid inlet pipe | 19849298721 |  | 2044408 | 1 | other | IDU
2513832 | 40VD038R-7G-QEE | IDU | Medium ESP duct | Air return pipe | 19849292409A |  | 2044368 | 1 | other | IDU
2513832 | 40VD038R-7G-QEE | IDU | Medium ESP duct | Electronic expansion valve | 19849297817 |  | 2044469 | 1 | EEV | IDU
2513832 | 40VD038R-7G-QEE | IDU | Medium ESP duct | Coil pipe temp. sensor | 19989548670 |  | 2045667 | 1 | SENSOR | IDU
2513832 | 40VD038R-7G-QEE | IDU | Medium ESP duct | Gas pipe temp. sensor | 19849596516 |  | 2045668 | 1 | Sensor | IDU
2513832 | 40VD038R-7G-QEE | IDU | Medium ESP duct | Ambient temp. sensor | 19989548672 |  | 2045661 | 1 | Sensor | IDU
2513832 | 40VD038R-7G-QEE | IDU | Medium ESP duct | Filter | 19849893889 |  | 2044289 | 1 | Filter/PCB | IDU
2513833 | 40VD048R-7G-QEE | IDU | Medium ESP duct | Evaporator assembly | 19849298753 |  | 2044610 | 1 | Coil | IDU
2513833 | 40VD048R-7G-QEE | IDU | Medium ESP duct | Air outlet | 19849899949 |  | 2044243 | 1 | other | IDU
2513833 | 40VD048R-7G-QEE | IDU | Medium ESP duct | Upper fixing plate of evaporator | 19849899958 |  | 2044070 | 1 | other | IDU
2513833 | 40VD048R-7G-QEE | IDU | Medium ESP duct | Right fixing plate of evaporator | 19849899937 |  | 2044023 | 1 | other | IDU
2513833 | 40VD048R-7G-QEE | IDU | Medium ESP duct | left fixing plate of evaporator | 19849899942 |  | 2044054 | 1 | other | IDU
2513833 | 40VD048R-7G-QEE | IDU | Medium ESP duct | Partition plate | 19849899963 |  | 2044308 | 1 | other | IDU
2513833 | 40VD048R-7G-QEE | IDU | Medium ESP duct | Fixing plate | 19849899966 |  | 2044058 | 1 | other | IDU
2513833 | 40VD048R-7G-QEE | IDU | Medium ESP duct | Left side plate | 19849899962 |  | 2044190 | 1 | other | IDU
2513833 | 40VD048R-7G-QEE | IDU | Medium ESP duct | Fixing plate of electric box | 19849899943 |  | 2044083 | 1 | other | IDU
2513833 | 40VD048R-7G-QEE | IDU | Medium ESP duct | Right side plate | 19849899957 |  | 2044187 | 1 | other | IDU
2513833 | 40VD048R-7G-QEE | IDU | Medium ESP duct | Scroll case | 19849799873 |  | 2044184 | 2 | other | IDU
2513833 | 40VD048R-7G-QEE | IDU | Medium ESP duct | Scroll case | 19849799872 |  | 2044186 | 2 | other | IDU
2513833 | 40VD048R-7G-QEE | IDU | Medium ESP duct | Fan | 19849799871 |  | 2044217 | 2 | fan | IDU
2513833 | 40VD048R-7G-QEE | IDU | Medium ESP duct | Motor | 19849599988 |  | 2044575 | 1 | motor | IDU
2513833 | 40VD048R-7G-QEE | IDU | Medium ESP duct | Air inlet frame | 19849899961 |  | 2044254 | 1 | other | IDU
2513833 | 40VD048R-7G-QEE | IDU | Medium ESP duct | Cover plate | 19849899939 |  | 2044218 | 1 | other | IDU
2513833 | 40VD048R-7G-QEE | IDU | Medium ESP duct | Cover plate | 19849899960 |  | 2044282 | 1 | other | IDU
2513833 | 40VD048R-7G-QEE | IDU | Medium ESP duct | Water drain pan | 19849196747 |  | 2044447 | 1 | Drain pan | IDU
2513833 | 40VD048R-7G-QEE | IDU | Medium ESP duct | Suspension | 19849899965 |  | 2044024 | 4 | other | IDU
2513833 | 40VD048R-7G-QEE | IDU | Medium ESP duct | Maintenance plate | 19849899948 |  | 2044026 | 1 | other | IDU
2513833 | 40VD048R-7G-QEE | IDU | Medium ESP duct | Maintenance plate | 19849899950 |  | 2044002 | 1 | other | IDU
2513833 | 40VD048R-7G-QEE | IDU | Medium ESP duct | Fixing plate of motor | 19849899956 |  | 2043995 | 2 | other | IDU
2513833 | 40VD048R-7G-QEE | IDU | Medium ESP duct | Fixing plate of motor | 19849899959 |  | 2044006 | 1 | other | IDU
2513833 | 40VD048R-7G-QEE | IDU | Medium ESP duct | Electric box assy. | 19849195719 |  | 2044567 | 1 | pcb | IDU
2513833 | 40VD048R-7G-QEE | IDU | Medium ESP duct | Horizontal plate of electric box | 19849899954 |  | 2044019 | 1 | other | IDU
2513833 | 40VD048R-7G-QEE | IDU | Medium ESP duct | Cover of electric box | 19849899953 |  | 2044069 | 1 | other | IDU
2513833 | 40VD048R-7G-QEE | IDU | Medium ESP duct | Terminal block | 19989548764E |  | 2044082 | 1 | Other | IDU
2513833 | 40VD048R-7G-QEE | IDU | Medium ESP duct | indoor PCB | 19848199886 |  | 2044471 | 1 | PCB | IDU
2513833 | 40VD048R-7G-QEE | IDU | Medium ESP duct | Transformer | 19989548737E |  | 2044245 | 1 | Transformer | IDU
2513833 | 40VD048R-7G-QEE | IDU | Medium ESP duct | Relay | 19989599701B |  | 2044139 | 3 | PCB | IDU
2513833 | 40VD048R-7G-QEE | IDU | Medium ESP duct | Capacitor | 19989547219 |  | 2044179 | 1 | PCB | IDU
2513833 | 40VD048R-7G-QEE | IDU | Medium ESP duct | Wires | / |  | #N/A | 1 | Magnetic Coil | IDU
2513833 | 40VD048R-7G-QEE | IDU | Medium ESP duct | Liquid inlet pipe | 19849298721 |  | 2044408 | 1 | other | IDU
2513833 | 40VD048R-7G-QEE | IDU | Medium ESP duct | Air return pipe | 19849292409A |  | 2044368 | 1 | other | IDU
2513833 | 40VD048R-7G-QEE | IDU | Medium ESP duct | Electronic expansion valve | 19849297817 |  | 2044469 | 1 | EEV | IDU
2513833 | 40VD048R-7G-QEE | IDU | Medium ESP duct | Coil pipe temp. sensor | 19989548670 |  | 2045667 | 1 | SENSOR | IDU
2513833 | 40VD048R-7G-QEE | IDU | Medium ESP duct | Gas pipe temp. sensor | 19849596516 |  | 2045668 | 1 | Sensor | IDU
2513833 | 40VD048R-7G-QEE | IDU | Medium ESP duct | Ambient temp. sensor | 19989548672 |  | 2045661 | 1 | Sensor | IDU
2513833 | 40VD048R-7G-QEE | IDU | Medium ESP duct | Filter | 19849893889 |  | 2044289 | 1 | Filter/PCB | IDU
2513835 | 40VD054S-7G-QEE | IDU | standard static duct | Front cover plate | 19849169481 |  | 2044445 | 1 | other | IDU
2513835 | 40VD054S-7G-QEE | IDU | standard static duct | Drain pan assy. | 19849476650 |  | 2044478 | 1 | Drain pan | IDU
2513835 | 40VD054S-7G-QEE | IDU | standard static duct | Filxing plate for evaporator | 19849887460 |  | 2044355 | 1 | other | IDU
2513835 | 40VD054S-7G-QEE | IDU | standard static duct | Tube plate | 19849887483 |  | 2044064 | 1 | other | IDU
2513835 | 40VD054S-7G-QEE | IDU | standard static duct | Evaporator assy. | 19849166933 |  | 2044611 | 1 | Coil | IDU
2513835 | 40VD054S-7G-QEE | IDU | standard static duct | Gas pipe sensor | 19989547900 |  | 2045662 | 1 | Sensor | IDU
2513835 | 40VD054S-7G-QEE | IDU | standard static duct | Liquid pipe sensor | 19989548670 |  | 2045667 | 1 | SENSOR | IDU
2513835 | 40VD054S-7G-QEE | IDU | standard static duct | Evaporator support plate | 19849887461 |  | 2044161 | 1 | other | IDU
2513835 | 40VD054S-7G-QEE | IDU | standard static duct | Partion plate | 19849169407 |  | 2044456 | 1 | Other | IDU
2513835 | 40VD054S-7G-QEE | IDU | standard static duct | Coaming plate | 19849887465 |  | 2044076 | 1 | other | IDU
2513835 | 40VD054S-7G-QEE | IDU | standard static duct | Float switch | 19989548501 |  | 2044188 | 1 | float switch | IDU
2513835 | 40VD054S-7G-QEE | IDU | standard static duct | Water pump | 19989549830A |  | 2044320 | 1 | pump | IDU
2513835 | 40VD054S-7G-QEE | IDU | standard static duct | Water pump assy. | 19849161251 |  | 2044407 | 1 | pump | IDU
2513835 | 40VD054S-7G-QEE | IDU | standard static duct | Bottom plate | 19849169507 |  | 2044563 | 1 | Other | IDU
2513835 | 40VD054S-7G-QEE | IDU | standard static duct | Bracket | 19849887506 |  | 2044087 | 1 | other | IDU
2513835 | 40VD054S-7G-QEE | IDU | standard static duct | Bearing bracket | 19849797554 |  | 2044156 | 1 | Other | IDU
2513835 | 40VD054S-7G-QEE | IDU | standard static duct | Motor | 19849597492 |  | 2044484 | 1 | Motor | IDU
2513835 | 40VD054S-7G-QEE | IDU | standard static duct | Fan and case assy. | 19849797515 |  | 2044366 | 3 | Blower | IDU
2513835 | 40VD054S-7G-QEE | IDU | standard static duct | Back cover plate | 19849169487 |  | 2044280 | 1 | Other | IDU
2513835 | 40VD054S-7G-QEE | IDU | standard static duct | Air inlet frame | 19849169484 |  | 2044377 | 1 | Other | IDU
2513835 | 40VD054S-7G-QEE | IDU | standard static duct | Support plate | 19849887484 |  | 2043989 | 1 | Other | IDU
2513835 | 40VD054S-7G-QEE | IDU | standard static duct | Filter | 19849797564 |  | 2044151 | 2 | Filter/PCB | IDU
2513835 | 40VD054S-7G-QEE | IDU | standard static duct | Electrical box assy. | 19849161247 |  | 2044550 | 1 | PCB | IDU
2513835 | 40VD054S-7G-QEE | IDU | standard static duct | Ambient temperature sensor | 19849597648 |  | 2045663 | 1 | sensor | IDU
2513835 | 40VD054S-7G-QEE | IDU | standard static duct | Electrical box cover | 19849887499A |  | 2044092 | 1 | pcb | IDU
2513835 | 40VD054S-7G-QEE | IDU | standard static duct | Terminal block | 1998A5999885 |  | 2044047 | 1 | Other | IDU
2513835 | 40VD054S-7G-QEE | IDU | standard static duct | Transformer | 19989548737E |  | 2044245 | 1 | Transformer | IDU
2513835 | 40VD054S-7G-QEE | IDU | standard static duct | Terminal block | 19989548764E |  | 2044082 | 1 | Other | IDU
2513835 | 40VD054S-7G-QEE | IDU | standard static duct | PCB base | 19849797248 |  | 2044033 | 1 | PCB | IDU
2513835 | 40VD054S-7G-QEE | IDU | standard static duct | Fan capacitor | 19989547219 |  | 2044179 | 1 | PCB | IDU
2513835 | 40VD054S-7G-QEE | IDU | standard static duct | Fan control board | 19848199564 |  | 2044195 | 1 | PCB | IDU
2513835 | 40VD054S-7G-QEE | IDU | standard static duct | PCB | 19848199838G |  | 2044498 | 1 | PCB | IDU
2513840 | 40VD096H-7G-QEE | IDU | High ESP duct | guard plate 1 | 19989849714 |  | 2044450 | 1 | other | IDU
2513840 | 40VD096H-7G-QEE | IDU | High ESP duct | guard plate 2 | 19989849710 |  | 2044281 | 1 | other | IDU
2513840 | 40VD096H-7G-QEE | IDU | High ESP duct | drainage pan | 19989749739 |  | 2044494 | 1 | Drain Pan | IDU
2513840 | 40VD096H-7G-QEE | IDU | High ESP duct | supporting plate 2 assembly | 19989849620 |  | 2044458 | 1 | other | IDU
2513840 | 40VD096H-7G-QEE | IDU | High ESP duct | supporting plate 1 assembly | 1998A9899092 |  | 2044380 | 1 | other | IDU
2513840 | 40VD096H-7G-QEE | IDU | High ESP duct | motor fixing bolt | 19989848865 |  | 2043975 | 4 | other | IDU
2513840 | 40VD096H-7G-QEE | IDU | High ESP duct | wires clip | 1998A3354998 |  | 2043968 | 2 | other | IDU
2513840 | 40VD096H-7G-QEE | IDU | High ESP duct | wire | 19849599744 |  | 2043972 | 1 | other | IDU
2513840 | 40VD096H-7G-QEE | IDU | High ESP duct | / | / |  | #N/A | / | Magnetic Coil | IDU
2513840 | 40VD096H-7G-QEE | IDU | High ESP duct | copper nut (9.52) | 1998A4686995 |  | 2044044 | 1 | other | IDU
2513840 | 40VD096H-7G-QEE | IDU | High ESP duct | sealing ring of scroll case | 1998A86988955 |  | 2044077 | 4 | other | IDU
2513840 | 40VD096H-7G-QEE | IDU | High ESP duct | fan 1 | 1998A7698897 |  | 2044382 | 2 | Blower | IDU
2513840 | 40VD096H-7G-QEE | IDU | High ESP duct | scroll case 1 | 1998A86988959 |  | 2044327 | 2 | other | IDU
2513840 | 40VD096H-7G-QEE | IDU | High ESP duct | / | / |  | #N/A | / | Magnetic Coil | IDU
2513840 | 40VD096H-7G-QEE | IDU | High ESP duct | indoor motor | 1998A6999708E | 19849122260 | 2044344 | 2 | Motor | IDU
2513840 | 40VD096H-7G-QEE | IDU | High ESP duct | scroll case 2 | 1998A86988958 |  | 2044326 | 2 | other | IDU
2513840 | 40VD096H-7G-QEE | IDU | High ESP duct | fan 2 | 1998A7698896 |  | 2044392 | 2 | Blower | IDU
2513840 | 40VD096H-7G-QEE | IDU | High ESP duct | evaporator fixing plate 3 | 19989199709 |  | 2044113 | 1 | other | IDU
2513840 | 40VD096H-7G-QEE | IDU | High ESP duct | float switch | 1998A6599839 |  | 2044201 | 1 | float switch | IDU
2513840 | 40VD096H-7G-QEE | IDU | High ESP duct | float bracket | 19989848863 |  | 2043987 | 1 | other | IDU
2513840 | 40VD096H-7G-QEE | IDU | High ESP duct | evaporator assembly | 19849297713 |  | 2044619 | 1 | Coil | IDU
2513840 | 40VD096H-7G-QEE | IDU | High ESP duct | evaporator fixing plate 2 | 19989848866 |  | 2044011 | 1 | other | IDU
2513840 | 40VD096H-7G-QEE | IDU | High ESP duct | coil temperature sensor | 19989548670 |  | 2045667 | 1 | SENSOR | IDU
2513840 | 40VD096H-7G-QEE | IDU | High ESP duct | left fixing groove | 19989849623 |  | 2044050 | 1 | other | IDU
2513840 | 40VD096H-7G-QEE | IDU | High ESP duct | right fixing groove | 19989849594 |  | 2044049 | 1 | other | IDU
2513840 | 40VD096H-7G-QEE | IDU | High ESP duct | fixing bracket assembly | 19989149486 |  | 2044349 | 1 | other | IDU
2513840 | 40VD096H-7G-QEE | IDU | High ESP duct | fixed reinforced plate 2 | 19989848867 |  | 2044025 | 1 | other | IDU
2513840 | 40VD096H-7G-QEE | IDU | High ESP duct | filter | 19989749182 |  | 2044231 | 2 | Filter/PCB | IDU
2513840 | 40VD096H-7G-QEE | IDU | High ESP duct | hanging bracket | 19989848876 |  | 2044041 | 4 | other | IDU
2513840 | 40VD096H-7G-QEE | IDU | High ESP duct | fixed bracket | 19989848864 |  | 2043988 | 4 | other | IDU
2513840 | 40VD096H-7G-QEE | IDU | High ESP duct | fixed reinforced plate 1 | 19989848868 |  | 2044074 | 1 | other | IDU
2513840 | 40VD096H-7G-QEE | IDU | High ESP duct | cover plate 2 | 19989148980 |  | 2044110 | 1 | other | IDU
2513840 | 40VD096H-7G-QEE | IDU | High ESP duct | wires assembly | 19989548673 |  | 2044266 | 1 | other | IDU
2513840 | 40VD096H-7G-QEE | IDU | High ESP duct | electric box cover | 19989848859 |  | 2044108 | 1 | other | IDU
2513840 | 40VD096H-7G-QEE | IDU | High ESP duct | / | / |  | #N/A | / | Magnetic Coil | IDU
2513840 | 40VD096H-7G-QEE | IDU | High ESP duct | transformer | 19989548737E |  | 2044245 | 1 | Transformer | IDU
2513840 | 40VD096H-7G-QEE | IDU | High ESP duct | relay | 19989599701 |  | 2044387 | 3 | PCB | IDU
2513840 | 40VD096H-7G-QEE | IDU | High ESP duct | capacitor | 19989547219 |  | 2044179 | 2 | PCB | IDU
2513840 | 40VD096H-7G-QEE | IDU | High ESP duct | fan speed control board | / |  | #N/A | / | Magnetic Coil | IDU
2513840 | 40VD096H-7G-QEE | IDU | High ESP duct | wire-pressing clip | 1998A4254883 |  | 2044000 | 4 | Other | IDU
2513840 | 40VD096H-7G-QEE | IDU | High ESP duct | rubber wiring hole | 1998A8547138 |  | 2043977 | 1 | other | IDU
2513840 | 40VD096H-7G-QEE | IDU | High ESP duct | gas pipe temperature sensor | 19989547900 |  | 2045662 | 2 | Sensor | IDU
2513840 | 40VD096H-7G-QEE | IDU | High ESP duct | indoor PCB | 19848199886 |  | 2044471 | 1 | PCB | IDU
2513840 | 40VD096H-7G-QEE | IDU | High ESP duct | terminal block | 1998A5999885 |  | 2044047 | 1 | Other | IDU
2513840 | 40VD096H-7G-QEE | IDU | High ESP duct | electric box assy. | 19849194505 |  | 2044439 | 1 | pcb | IDU
2513840 | 40VD096H-7G-QEE | IDU | High ESP duct | cover plate 1 | 19989848870 |  | 2044100 | 1 | other | IDU
2513840 | 40VD096H-7G-QEE | IDU | High ESP duct | plastic clip | 1998A85638825 |  | 2043997 | 1 | other | IDU
2513840 | 40VD096H-7G-QEE | IDU | High ESP duct | bottom plate | 19849891612 |  | 2044068 | 1 | other | IDU
2513840 | 40VD096H-7G-QEE | IDU | High ESP duct | fixed bracket 1 | 19989848862 |  | 2044016 | 1 | other | IDU
2513840 | 40VD096H-7G-QEE | IDU | High ESP duct | evaporator fixing plate | 19989849621 |  | 2044154 | 1 | other | IDU
2513840 | 40VD096H-7G-QEE | IDU | High ESP duct | fixed bracket 2 | 19989848861 |  | 2044015 | 1 | other | IDU
2513840 | 40VD096H-7G-QEE | IDU | High ESP duct | air inlet connection frame | 19989849598 |  | 2044164 | 1 | other | IDU
2513840 | 40VD096H-7G-QEE | IDU | High ESP duct | cover plate 3 | 19989848871 |  | 2044224 | 1 | other | IDU
2513840 | 40VD096H-7G-QEE | IDU | High ESP duct | electronic expansion valve | 19849297027 |  | 2044527 | 1 | PMV Valve | IDU
2513840 | 40VD096H-7G-QEE | IDU | High ESP duct | ambient temperature sensor | 19989548672 |  | 2045661 | 1 | sensor | IDU
#N/A | 40VK007S-7S-QEE | IDU | High wall | Panel | 19989787302F |  | 2044489 | 1 | others | IDU
#N/A | 40VK007S-7S-QEE | IDU | High wall | Air filter 1 | 19989791613 |  | 2044061 | 2 | filter | IDU
#N/A | 40VK007S-7S-QEE | IDU | High wall | Bolt cover | 19989791761 |  | 2043962 | 3 | others | IDU
#N/A | 40VK007S-7S-QEE | IDU | High wall | Casing | 19989121037 |  | 2044314 | 1 | others | IDU
#N/A | 40VK007S-7S-QEE | IDU | High wall | Right panel cushion | 19989791718 |  | 2043983 | 1 | others | IDU
#N/A | 40VK007S-7S-QEE | IDU | High wall | Evaporator assy. | 19849170541 |  | 2044480 | 1 | Coil | IDU
#N/A | 40VK007S-7S-QEE | IDU | High wall | Blade | 19989129996 |  | 2044178 | 1 | Fan/Louver | IDU
#N/A | 40VK007S-7S-QEE | IDU | High wall | Cross flow fan | 19989793200A |  | 2044170 | 1 | Blower | IDU
#N/A | 40VK007S-7S-QEE | IDU | High wall | Bearing | 19989135765 |  | 2044020 | 1 | others | IDU
#N/A | 40VK007S-7S-QEE | IDU | High wall | Frame assy | 19989123574 |  | 2044340 | 1 | others | IDU
#N/A | 40VK007S-7S-QEE | IDU | High wall | Mounting plate | 19989896928A |  | 2044051 | 1 | others | IDU
#N/A | 40VK007S-7S-QEE | IDU | High wall | Shaft jacket | 19989792372 |  | 2043963 | 1 | others | IDU
#N/A | 40VK007S-7S-QEE | IDU | High wall | Piping clip | 19989791763 |  | 2043994 | 1 | others | IDU
#N/A | 40VK007S-7S-QEE | IDU | High wall | Protect board of electric box | 19989897315 |  | 2044085 | 1 | others | IDU
#N/A | 40VK007S-7S-QEE | IDU | High wall | Stepper motor for blade | 19849597892 |  | 2044145 | 1 | Swing motor | IDU
#N/A | 40VK007S-7S-QEE | IDU | High wall | Stepper motor for swing board | 19989598128E |  | 2044132 | 1 | Swing motor | IDU
#N/A | 40VK007S-7S-QEE | IDU | High wall | Electrical box assy. | 19849170519 |  | 2044566 | 1 | PCB | IDU
#N/A | 40VK007S-7S-QEE | IDU | High wall | Indoor PCB | 19848199755B |  | 2044556 | 1 | PCB | IDU
#N/A | 40VK007S-7S-QEE | IDU | High wall | Terminal block | 19989598141 |  | 2044055 | 1 | others | IDU
#N/A | 40VK007S-7S-QEE | IDU | High wall | Motor cover | 19989788834 |  | 2044021 | 1 | others | IDU
#N/A | 40VK007S-7S-QEE | IDU | High wall | Indoor motor | 19989596682C |  | 2044451 | 1 | Motor | IDU
#N/A | 40VK007S-7S-QEE | IDU | High wall | Electric box cover | 19989791748 |  | 2043993 | 1 | others | IDU
#N/A | 40VK007S-7S-QEE | IDU | High wall | Protect board of electric box cover-1 | 19989897314 |  | 2044004 | 1 | others | IDU
#N/A | 40VK007S-7S-QEE | IDU | High wall | Electric box cover | 19989791747 |  | 2044022 | 1 | others | IDU
#N/A | 40VK007S-7S-QEE | IDU | High wall | Protect board of electric box cover-2 | 19989897313 |  | 2044012 | 1 | others | IDU
#N/A | 40VK007S-7S-QEE | IDU | High wall | Left panel cushion | 19989791717 |  | 2043981 | 1 | others | IDU
#N/A | 40VK007S-7S-QEE | IDU | High wall | Top cover assy | 19989122181 |  | 2044031 | 1 | others | IDU
#N/A | 40VK007S-7S-QEE | IDU | High wall | Display board box | 19989788291 |  | 2043974 | 1 | PCB | IDU
#N/A | 40VK007S-7S-QEE | IDU | High wall | Display board | 19988199501 |  | 2043985 | 1 | PCB | IDU
#N/A | 40VK007S-7S-QEE | IDU | High wall | Negative ion generator | 19989598474C |  | 2044222 | 1 | PCB | IDU
#N/A | 40VK007S-7S-QEE | IDU | High wall | Electronic expansion valve | 19849282568 |  | 2044524 | 1 | PMV Valve | IDU
#N/A | 40VK007S-7S-QEE | IDU | High wall | Gas pipe | 19989282721M |  | 2044257 | 1 | Sensor | IDU
#N/A | 40VK007S-7S-QEE | IDU | High wall | Ambient temp. sensor | 19849597648 |  | 2045663 | 1 | Sensor | IDU
#N/A | 40VK007S-7S-QEE | IDU | High wall | Gas pipe. sensor | 19849597647 |  | 2045664 | 1 | Sensor | IDU
#N/A | 40VK007S-7S-QEE | IDU | High wall | Liquid pipe. Sensor | 19849597646 |  | 2045665 | 1 | Sensor | IDU
#N/A | 40VK007S-7S-QEE | IDU | High wall | Bracket | 19989788831 |  | 2043970 | 1 | others | IDU
#N/A | 40VK009S-7S-QEE | IDU | High wall | Panel | 19989787302F |  | 2044489 | 1 | others | IDU
#N/A | 40VK009S-7S-QEE | IDU | High wall | Air filter 1 | 19989791613 |  | 2044061 | 2 | filter | IDU
#N/A | 40VK009S-7S-QEE | IDU | High wall | Bolt cover | 19989791761 |  | 2043962 | 3 | others | IDU
#N/A | 40VK009S-7S-QEE | IDU | High wall | Casing | 19989121037 |  | 2044314 | 1 | others | IDU
#N/A | 40VK009S-7S-QEE | IDU | High wall | Right panel cushion | 19989791718 |  | 2043983 | 1 | others | IDU
#N/A | 40VK009S-7S-QEE | IDU | High wall | Evaporator assy. | 19849170541 |  | 2044480 | 1 | Coil | IDU
#N/A | 40VK009S-7S-QEE | IDU | High wall | Blade | 19989129996 |  | 2044178 | 1 | Fan/Louver | IDU
#N/A | 40VK009S-7S-QEE | IDU | High wall | Cross flow fan | 19989793200A |  | 2044170 | 1 | Blower | IDU
#N/A | 40VK009S-7S-QEE | IDU | High wall | Bearing | 19989135765 |  | 2044020 | 1 | others | IDU
#N/A | 40VK009S-7S-QEE | IDU | High wall | Frame assy | 19989123574 |  | 2044340 | 1 | others | IDU
#N/A | 40VK009S-7S-QEE | IDU | High wall | Mounting plate | 19989896928A |  | 2044051 | 1 | others | IDU
#N/A | 40VK009S-7S-QEE | IDU | High wall | Shaft jacket | 19989792372 |  | 2043963 | 1 | others | IDU
#N/A | 40VK009S-7S-QEE | IDU | High wall | Piping clip | 19989791763 |  | 2043994 | 1 | others | IDU
#N/A | 40VK009S-7S-QEE | IDU | High wall | Protect board of electric box | 19989897315 |  | 2044085 | 1 | others | IDU
#N/A | 40VK009S-7S-QEE | IDU | High wall | Stepper motor for blade | 19849597892 |  | 2044145 | 1 | Swing motor | IDU
#N/A | 40VK009S-7S-QEE | IDU | High wall | Stepper motor for swing board | 19989598128E |  | 2044132 | 1 | Swing motor | IDU
#N/A | 40VK009S-7S-QEE | IDU | High wall | Electrical box assy. | 19849170519 |  | 2044566 | 1 | PCB | IDU
#N/A | 40VK009S-7S-QEE | IDU | High wall | Indoor PCB | 19848199755B |  | 2044556 | 1 | PCB | IDU
#N/A | 40VK009S-7S-QEE | IDU | High wall | Terminal block | 19989598141 |  | 2044055 | 1 | others | IDU
#N/A | 40VK009S-7S-QEE | IDU | High wall | Motor cover | 19989788834 |  | 2044021 | 1 | others | IDU
#N/A | 40VK009S-7S-QEE | IDU | High wall | Indoor motor | 19989596682C |  | 2044451 | 1 | Motor | IDU
#N/A | 40VK009S-7S-QEE | IDU | High wall | Electric box cover | 19989791748 |  | 2043993 | 1 | others | IDU
#N/A | 40VK009S-7S-QEE | IDU | High wall | Protect board of electric box cover-1 | 19989897314 |  | 2044004 | 1 | others | IDU
#N/A | 40VK009S-7S-QEE | IDU | High wall | Electric box cover | 19989791747 |  | 2044022 | 1 | others | IDU
#N/A | 40VK009S-7S-QEE | IDU | High wall | Protect board of electric box cover-2 | 19989897313 |  | 2044012 | 1 | others | IDU
#N/A | 40VK009S-7S-QEE | IDU | High wall | Left panel cushion | 19989791717 |  | 2043981 | 1 | others | IDU
#N/A | 40VK009S-7S-QEE | IDU | High wall | Top cover assy | 19989122181 |  | 2044031 | 1 | others | IDU
#N/A | 40VK009S-7S-QEE | IDU | High wall | Display board box | 19989788291 |  | 2043974 | 1 | PCB | IDU
#N/A | 40VK009S-7S-QEE | IDU | High wall | Display board | 19988199501 |  | 2043985 | 1 | PCB | IDU
#N/A | 40VK009S-7S-QEE | IDU | High wall | Negative ion generator | 19989598474C |  | 2044222 | 1 | PCB | IDU
#N/A | 40VK009S-7S-QEE | IDU | High wall | Electronic expansion valve | 19849282568 |  | 2044524 | 1 | PMV Valve | IDU
#N/A | 40VK009S-7S-QEE | IDU | High wall | Gas pipe | 19989282721M |  | 2044257 | 1 | Sensor | IDU
#N/A | 40VK009S-7S-QEE | IDU | High wall | Ambient temp. sensor | 19849597648 |  | 2045663 | 1 | Sensor | IDU
#N/A | 40VK009S-7S-QEE | IDU | High wall | Gas pipe. sensor | 19849597647 |  | 2045664 | 1 | Sensor | IDU
#N/A | 40VK009S-7S-QEE | IDU | High wall | Liquid pipe. Sensor | 19849597646 |  | 2045665 | 1 | Sensor | IDU
#N/A | 40VK009S-7S-QEE | IDU | High wall | Bracket | 19989788831 |  | 2043970 | 1 | others | IDU
#N/A | 40VK018S-7S-QEE | IDU | High wall | Panel | 19989787299F |  | 2044559 | 1 | others | IDU
#N/A | 40VK018S-7S-QEE | IDU | High wall | Air filter 1 | 19989791472 |  | 2044114 | 2 | filter | IDU
#N/A | 40VK018S-7S-QEE | IDU | High wall | Bolt cover | 19989791479 |  | 2043966 | 3 | others | IDU
#N/A | 40VK018S-7S-QEE | IDU | High wall | Casing | 19989134070 |  | 2044449 | 1 | others | IDU
#N/A | 40VK018S-7S-QEE | IDU | High wall | Right Panel Cushion | 19989791325 |  | 2044028 | 1 | others | IDU
#N/A | 40VK018S-7S-QEE | IDU | High wall | Evaporator assy | 19849170540 |  | 2044558 | 1 | Coil | IDU
#N/A | 40VK018S-7S-QEE | IDU | High wall | Blade | 19989134069L |  | 2044263 | 1 | Fan/Louver | IDU
#N/A | 40VK018S-7S-QEE | IDU | High wall | Cross flow fan | 19989791478 |  | 2044297 | 1 | Blower | IDU
#N/A | 40VK018S-7S-QEE | IDU | High wall | Bearing | 19989135765 |  | 2044020 | 1 | others | IDU
#N/A | 40VK018S-7S-QEE | IDU | High wall | Display board box | 19989788291 |  | 2043974 | 1 | PCB | IDU
#N/A | 40VK018S-7S-QEE | IDU | High wall | Frame assy. | 19989134062A |  | 2044418 | 1 | others | IDU
#N/A | 40VK018S-7S-QEE | IDU | High wall | Mounting plate | 19989897259 |  | 2044205 | 1 | others | IDU
#N/A | 40VK018S-7S-QEE | IDU | High wall | shaft jacket | 19989792372 |  | 2043963 | 1 | others | IDU
#N/A | 40VK018S-7S-QEE | IDU | High wall | Piping clip | 19989791471 |  | 2043990 | 1 | others | IDU
#N/A | 40VK018S-7S-QEE | IDU | High wall | Control box protector board | 19989897476 |  | 2044037 | 1 | PCB | IDU
#N/A | 40VK018S-7S-QEE | IDU | High wall | Stepper motor for blade | 19989597566A |  | 2044216 | 1 | Swing motor | IDU
#N/A | 40VK018S-7S-QEE | IDU | High wall | Stepper motor for swing board | 19989598128E |  | 2044132 | 1 | Swing motor | IDU
#N/A | 40VK018S-7S-QEE | IDU | High wall | Control box | 19989792361 |  | 2044153 | 1 | PCB | IDU
#N/A | 40VK018S-7S-QEE | IDU | High wall | Indoor PCB | 19848199755B |  | 2044556 | 1 | PCB | IDU
#N/A | 40VK018S-7S-QEE | IDU | High wall | Terminal block | 19989598141 |  | 2044055 | 1 | others | IDU
#N/A | 40VK018S-7S-QEE | IDU | High wall | Motor cover | 19989791483 |  | 2044073 | 1 | others | IDU
#N/A | 40VK018S-7S-QEE | IDU | High wall | Indoor motor | 19989595898B |  | 2044481 | 1 | Motor | IDU
#N/A | 40VK018S-7S-QEE | IDU | High wall | Control box cover | 19989792360 |  | 2043999 | 1 | others | IDU
#N/A | 40VK018S-7S-QEE | IDU | High wall | Control box cover board | 19989897473 |  | 2044005 | 1 | PCB | IDU
#N/A | 40VK018S-7S-QEE | IDU | High wall | Control box cover | 19989897472 |  | 2044003 | 1 | others | IDU
#N/A | 40VK018S-7S-QEE | IDU | High wall | Control box cover | 19989792359 |  | 2044014 | 1 | others | IDU
#N/A | 40VK018S-7S-QEE | IDU | High wall | Left Panel Cushion | 19989791326 |  | 2044034 | 1 | others | IDU
#N/A | 40VK018S-7S-QEE | IDU | High wall | Top cover assy | 19989122173 |  | 2044039 | 1 | others | IDU
#N/A | 40VK018S-7S-QEE | IDU | High wall | Display panel | 19988199501 |  | 2043985 | 1 | PCB | IDU
#N/A | 40VK018S-7S-QEE | IDU | High wall | negative ion generator | 19989598474C |  | 2044222 | 1 | PCB | IDU
#N/A | 40VK018S-7S-QEE | IDU | High wall | electronic expansion valve | 19849282567 |  | 2044533 | 1 | PMV Valve | IDU
#N/A | 40VK018S-7S-QEE | IDU | High wall | gas pipe | 19989280020E |  | 2044376 | 1 | Sensor | IDU
#N/A | 40VK018S-7S-QEE | IDU | High wall | Control box protector board | 19849171714 |  | 2044036 | 1 | PCB | IDU
#N/A | 40VK018S-7S-QEE | IDU | High wall | ambient temp. sensor | 19989548672 |  | 2045661 | 1 | Sensor | IDU
#N/A | 40VK018S-7S-QEE | IDU | High wall | gas pipe. sensor | 19989547900 |  | 2045662 | 1 | Sensor | IDU
#N/A | 40VK030S-7S-QEE | IDU | High wall | Panel | 19989125118 |  | 2044352 | 1 | others | IDU
#N/A | 40VK030S-7S-QEE | IDU | High wall | Display panel | 19988199674D |  | 2044211 | 1 | PCB | IDU
#N/A | 40VK030S-7S-QEE | IDU | High wall | Display box | 19989791221 |  | 2043980 | 1 | PCB | IDU
#N/A | 40VK030S-7S-QEE | IDU | High wall | Blade | 19989125115 |  | 2044265 | 2 | Fan/Louver | IDU
#N/A | 40VK030S-7S-QEE | IDU | High wall | Swing motor-RH | 19989597566A |  | 2044216 | 1 | Swing motor | IDU
#N/A | 40VK030S-7S-QEE | IDU | High wall | Axletree cover | 19989791265 |  | 2043961 | 4 | others | IDU
#N/A | 40VK030S-7S-QEE | IDU | High wall | Swing motor-LH | 19989597566AA |  | 2044246 | 1 | Swing motor | IDU
#N/A | 40VK030S-7S-QEE | IDU | High wall | Bolt cover | 19989791287 |  | 2043965 | 4 | others | IDU
#N/A | 40VK030S-7S-QEE | IDU | High wall | Front panel | 19989125116 |  | 2044470 | 1 | others | IDU
#N/A | 40VK030S-7S-QEE | IDU | High wall | Air filter | 19989791286 |  | 2044099 | 3 | filter | IDU
#N/A | 40VK030S-7S-QEE | IDU | High wall | Service cover | 19989791297 |  | 2043998 | 1 | others | IDU
#N/A | 40VK030S-7S-QEE | IDU | High wall | Indoor motor | 19989598022 |  | 2044513 | 1 | Motor | IDU
#N/A | 40VK030S-7S-QEE | IDU | High wall | Bracket for motor-top | 19989789326 |  | 2043979 | 1 | others | IDU
#N/A | 40VK030S-7S-QEE | IDU | High wall | Swing motor-RH | 19989598129A |  | 2044134 | 1 | Swing motor | IDU
#N/A | 40VK030S-7S-QEE | IDU | High wall | Swing motor-LH | 19989598128A |  | 2044138 | 1 | Swing motor | IDU
#N/A | 40VK030S-7S-QEE | IDU | High wall | Motor cover | 19989791295 |  | 2044042 | 1 | others | IDU
#N/A | 40VK030S-7S-QEE | IDU | High wall | Top board of cover | 19989122172 |  | 2044043 | 1 | others | IDU
#N/A | 40VK030S-7S-QEE | IDU | High wall | Control box cover | 19989897472 |  | 2044003 | 1 | others | IDU
#N/A | 40VK030S-7S-QEE | IDU | High wall | Terminal block | 19989598141 |  | 2044055 | 1 | others | IDU
#N/A | 40VK030S-7S-QEE | IDU | High wall | Indoor PCB | 19848199755B |  | 2044556 | 1 | PCB | IDU
#N/A | 40VK030S-7S-QEE | IDU | High wall | Control box cover | 19989792359 |  | 2044014 | 1 | others | IDU
#N/A | 40VK030S-7S-QEE | IDU | High wall | Control box protector board | 19989897474 |  | 2043996 | 1 | PCB | IDU
#N/A | 40VK030S-7S-QEE | IDU | High wall | Control box | 19989792361 |  | 2044153 | 1 | PCB | IDU
#N/A | 40VK030S-7S-QEE | IDU | High wall | Control box protector board | 19989897476 |  | 2044037 | 1 | PCB | IDU
#N/A | 40VK030S-7S-QEE | IDU | High wall | Control box cover | 19989792360 |  | 2043999 | 1 | others | IDU
#N/A | 40VK030S-7S-QEE | IDU | High wall | Control box cover board | 19989897473 |  | 2044005 | 1 | PCB | IDU
#N/A | 40VK030S-7S-QEE | IDU | High wall | Cross flow fan-RH | 19989789262 |  | 2044261 | 1 | Blower | IDU
#N/A | 40VK030S-7S-QEE | IDU | High wall | Cross flow fan-LH | 19989789261 |  | 2044278 | 1 | Blower | IDU
#N/A | 40VK030S-7S-QEE | IDU | High wall | Bearing assy. | 19989135765 |  | 2044020 | 1 | others | IDU
#N/A | 40VK030S-7S-QEE | IDU | High wall | Bearing cover | 19989791722 |  | 2043973 | 1 | others | IDU
#N/A | 40VK030S-7S-QEE | IDU | High wall | Frame assy. | 19989125120 |  | 2044514 | 1 | others | IDU
#N/A | 40VK030S-7S-QEE | IDU | High wall | Mounting plate | 19989896940 |  | 2044236 | 1 | others | IDU
#N/A | 40VK030S-7S-QEE | IDU | High wall | Evaporator assy | 19849171775 |  | 2044599 | 1 | Coil | IDU
#N/A | 40VK030S-7S-QEE | IDU | High wall | electronic expansion valve | 19849282567 |  | 2044533 | 1 | PMV Valve | IDU
#N/A | 40VK030S-7S-QEE | IDU | High wall | negative ion generator | 19989598474C |  | 2044222 | 1 | PCB | IDU
#N/A | 40VK030S-7S-QEE | IDU | High wall | gas pipe | 19989277017C |  | 2044409 | 1 | Sensor | IDU
#N/A | 40VK030S-7S-QEE | IDU | High wall | ambient temp. sensor | 19989548672 |  | 2045661 | 1 | Sensor | IDU
#N/A | 40VK030S-7S-QEE | IDU | High wall | gas pipe. sensor | 19989547900 |  | 2045662 | 1 | Sensor | IDU
#N/A | 40VU007C-7G-QEE | IDU | Four way cassette | Bottom bracket | 19849894524 |  | 2044378 | 1 | Other | IDU
#N/A | 40VU007C-7G-QEE | IDU | Four way cassette | Unit holder | 19989846218 |  | 2044029 | 4 | Other | IDU
#N/A | 40VU007C-7G-QEE | IDU | Four way cassette | Fan motor | 19849599277 |  | 2044464 | 1 | Motor | IDU
#N/A | 40VU007C-7G-QEE | IDU | Four way cassette | clapboard assembly | 19989147544 |  | 2044283 | 1 | Other | IDU
#N/A | 40VU007C-7G-QEE | IDU | Four way cassette | Fan | 19989748250 |  | 2044347 | 1 | FAN | IDU
#N/A | 40VU007C-7G-QEE | IDU | Four way cassette | Fan in-built part | 1998A8698289 |  | 2043982 | 1 | Other | IDU
#N/A | 40VU007C-7G-QEE | IDU | Four way cassette | flange nut M6 | 19989349664 |  | 2043969 | 3 | others | IDU
#N/A | 40VU007C-7G-QEE | IDU | Four way cassette | evaporator assembly | 19849197973 |  | 2044548 | 1 | Coil | IDU
#N/A | 40VU007C-7G-QEE | IDU | Four way cassette | fixation nip | 19989846220 |  | 2044007 | 1 | Other | IDU
#N/A | 40VU007C-7G-QEE | IDU | Four way cassette | Drain pan | 19989748244 |  | 2044394 | 1 | Drain Pan | IDU
#N/A | 40VU007C-7G-QEE | IDU | Four way cassette | Wind ring | 19989748267 |  | 2044194 | 1 | Other | IDU
#N/A | 40VU007C-7G-QEE | IDU | Four way cassette | Fan capacitance | 19849599703 |  | 2044063 | 1 | PCB | IDU
#N/A | 40VU007C-7G-QEE | IDU | Four way cassette | PCB | 19848199886 |  | 2044471 | 1 | PCB | IDU
#N/A | 40VU007C-7G-QEE | IDU | Four way cassette | Electrical box assy. | 19989146729 |  | 2044182 | 1 | PCB | IDU
#N/A | 40VU007C-7G-QEE | IDU | Four way cassette | Electrical box cover | 1998A86988800 |  | 2044101 | 1 | Other | IDU
#N/A | 40VU007C-7G-QEE | IDU | Four way cassette | PMV | 19849297040 |  | 2044402 | 1 | Motor | IDU
#N/A | 40VU007C-7G-QEE | IDU | Four way cassette | liquid pipe temp. sensor | 19989548670 |  | 2045667 | 1 | SENSOR | IDU
#N/A | 40VU007C-7G-QEE | IDU | Four way cassette | Transformer | 19989548737E |  | 2044245 | 1 | Transformer | IDU
#N/A | 40VU007C-7G-QEE | IDU | Four way cassette | Terminal block | 1998A5999885 |  | 2044047 | 1 | Other | IDU
#N/A | 40VU007C-7G-QEE | IDU | Four way cassette | Fixed plate | 19989846219 |  | 2044075 | 1 | Other | IDU
#N/A | 40VU007C-7G-QEE | IDU | Four way cassette | gas pipe temp. sensor | 19849596516 |  | 2045668 | 1 | Sensor | IDU
#N/A | 40VU007C-7G-QEE | IDU | Four way cassette | Partition plate | 19989846217 |  | 2044027 | 1 | Other | IDU
#N/A | 40VU007C-7G-QEE | IDU | Four way cassette | Fan wire | 19989548412 |  | 2044104 | 1 | Other | IDU
#N/A | 40VU007C-7G-QEE | IDU | Four way cassette | Float switch | 19989548755 |  | 2044200 | 1 | Float Switch | IDU
#N/A | 40VU007C-7G-QEE | IDU | Four way cassette | Water pump | 19989547656 |  | 2044395 | 1 | Pump | IDU
#N/A | 40VU007C-7G-QEE | IDU | Four way cassette | water pump fixed plate | 19989846214 |  | 2044072 | 1 | Other | IDU
#N/A | 40VU007C-7G-QEE | IDU | Four way cassette | Float switch holder | 19989846215 |  | 2044046 | 1 | Other | IDU
#N/A | 40VU007C-7G-QEE | IDU | Four way cassette | water outlet pipe | 19989242216 |  | 2044084 | 1 | Other | IDU
#N/A | 40VU007C-7G-QEE | IDU | Four way cassette | Terminal block | 19989548764E |  | 2044082 | 1 | Other | IDU
#N/A | 40VU007C-7G-QEE | IDU | Four way cassette | Ambient temp. sensor | 19989548672 |  | 2045661 | 1 | Sensor | IDU
#N/A | 40VU007C-7G-QEE | IDU | Four way cassette | wiring clip | 1998A4254883 |  | 2044000 | 2 | Other | IDU
#N/A | 40VU009C-7G-QEE | IDU | Four way cassette | Bottom bracket | 19849894524 |  | 2044378 | 1 | Other | IDU
#N/A | 40VU009C-7G-QEE | IDU | Four way cassette | Unit holder | 19989846218 |  | 2044029 | 4 | Other | IDU
#N/A | 40VU009C-7G-QEE | IDU | Four way cassette | Fan motor | 19849599277 |  | 2044464 | 1 | Motor | IDU
#N/A | 40VU009C-7G-QEE | IDU | Four way cassette | clapboard assembly | 19989147544 |  | 2044283 | 1 | Other | IDU
#N/A | 40VU009C-7G-QEE | IDU | Four way cassette | Fan | 19989748250 |  | 2044347 | 1 | FAN | IDU
#N/A | 40VU009C-7G-QEE | IDU | Four way cassette | Fan in-built part | 1998A8698289 |  | 2043982 | 1 | Other | IDU
#N/A | 40VU009C-7G-QEE | IDU | Four way cassette | flange nut M6 | 19989349664 |  | 2043969 | 3 | others | IDU
#N/A | 40VU009C-7G-QEE | IDU | Four way cassette | evaporator assembly | 19849197973 |  | 2044548 | 1 | Coil | IDU
#N/A | 40VU009C-7G-QEE | IDU | Four way cassette | fixation nip | 19989846220 |  | 2044007 | 1 | Other | IDU
#N/A | 40VU009C-7G-QEE | IDU | Four way cassette | Drain pan | 19989748244 |  | 2044394 | 1 | Drain Pan | IDU
#N/A | 40VU009C-7G-QEE | IDU | Four way cassette | Wind ring | 19989748267 |  | 2044194 | 1 | Other | IDU
#N/A | 40VU009C-7G-QEE | IDU | Four way cassette | Fan capacitance | 19849599703 |  | 2044063 | 1 | PCB | IDU
#N/A | 40VU009C-7G-QEE | IDU | Four way cassette | PCB | 19848199886 |  | 2044471 | 1 | PCB | IDU
#N/A | 40VU009C-7G-QEE | IDU | Four way cassette | Electrical box assy. | 19989146729 |  | 2044182 | 1 | PCB | IDU
#N/A | 40VU009C-7G-QEE | IDU | Four way cassette | Electrical box cover | 1998A86988800 |  | 2044101 | 1 | Other | IDU
#N/A | 40VU009C-7G-QEE | IDU | Four way cassette | PMV | 19849297040 |  | 2044402 | 1 | Motor | IDU
#N/A | 40VU009C-7G-QEE | IDU | Four way cassette | liquid pipe temp. sensor | 19989548670 |  | 2045667 | 1 | SENSOR | IDU
#N/A | 40VU009C-7G-QEE | IDU | Four way cassette | Transformer | 19989548737E |  | 2044245 | 1 | Transformer | IDU
#N/A | 40VU009C-7G-QEE | IDU | Four way cassette | Terminal block | 1998A5999885 |  | 2044047 | 1 | Other | IDU
#N/A | 40VU009C-7G-QEE | IDU | Four way cassette | Fixed plate | 19989846219 |  | 2044075 | 1 | Other | IDU
#N/A | 40VU009C-7G-QEE | IDU | Four way cassette | gas pipe temp. sensor | 19849596516 |  | 2045668 | 1 | Sensor | IDU
#N/A | 40VU009C-7G-QEE | IDU | Four way cassette | Partition plate | 19989846217 |  | 2044027 | 1 | Other | IDU
#N/A | 40VU009C-7G-QEE | IDU | Four way cassette | Fan wire | 19989548412 |  | 2044104 | 1 | Other | IDU
#N/A | 40VU009C-7G-QEE | IDU | Four way cassette | Float switch | 19989548755 |  | 2044200 | 1 | Float Switch | IDU
#N/A | 40VU009C-7G-QEE | IDU | Four way cassette | Water pump | 19989547656 |  | 2044395 | 1 | Pump | IDU
#N/A | 40VU009C-7G-QEE | IDU | Four way cassette | water pump fixed plate | 19989846214 |  | 2044072 | 1 | Other | IDU
#N/A | 40VU009C-7G-QEE | IDU | Four way cassette | Float switch holder | 19989846215 |  | 2044046 | 1 | Other | IDU
#N/A | 40VU009C-7G-QEE | IDU | Four way cassette | water outlet pipe | 19989242216 |  | 2044084 | 1 | Other | IDU
#N/A | 40VU009C-7G-QEE | IDU | Four way cassette | Terminal block | 19989548764E |  | 2044082 | 1 | Other | IDU
#N/A | 40VU009C-7G-QEE | IDU | Four way cassette | Ambient temp. sensor | 19989548672 |  | 2045661 | 1 | Sensor | IDU
#N/A | 40VU009C-7G-QEE | IDU | Four way cassette | wiring clip | 1998A4254883 |  | 2044000 | 2 | Other | IDU
#N/A | 40VU028S-7G-QEE | IDU | Four way cassette | chasis | 19849893563 |  | 2044505 | 1 | Plastic | IDU
#N/A | 40VU028S-7G-QEE | IDU | Four way cassette | partition plate | 19849798364 |  | 2044333 | 1 | Other | IDU
#N/A | 40VU028S-7G-QEE | IDU | Four way cassette | drain pipe assy. | 19849798822C |  | 2044097 | 1 | Drain | IDU
#N/A | 40VU028S-7G-QEE | IDU | Four way cassette | observation board | 19849893213 |  | 2043991 | 1 | Other | IDU
#N/A | 40VU028S-7G-QEE | IDU | Four way cassette | fixing plate | 19849798344 |  | 2044038 | 1 | Other | IDU
#N/A | 40VU028S-7G-QEE | IDU | Four way cassette | Fan motor -AC Type | 19849598417 |  | 2044520 | 1 | Motor | IDU
#N/A | 40VU028S-7G-QEE | IDU | Four way cassette | water pump assy. | 19849186867 |  | 2044419 | 1 | Pump | IDU
#N/A | 40VU028S-7G-QEE | IDU | Four way cassette | fan | 19849798358 |  | 2044434 | 1 | FAN | IDU
#N/A | 40VU028S-7G-QEE | IDU | Four way cassette | evaporator assy. | 19849178982 |  | 2044589 | 1 | Coil | IDU
#N/A | 40VU028S-7G-QEE | IDU | Four way cassette | gas return pipe assy. | 19849286658 |  | 2044318 | 1 | Other | IDU
#N/A | 40VU028S-7G-QEE | IDU | Four way cassette | fixing clip of evaporator | 19849893547A |  | 2044053 | 1 | Other | IDU
#N/A | 40VU028S-7G-QEE | IDU | Four way cassette | fixing plate of evaporator | 19849893551 |  | 2044120 | 1 | Other | IDU
#N/A | 40VU028S-7G-QEE | IDU | Four way cassette | water tray | 19849798065 |  | 2044468 | 1 | Drain Pan | IDU
#N/A | 40VU028S-7G-QEE | IDU | Four way cassette | air guided ring | 19849798373A |  | 2044329 | 1 | Other | IDU
#N/A | 40VU028S-7G-QEE | IDU | Four way cassette | AC electrical cabinet assembly | 19849127129 |  | 2044311 | 1 | other | IDU
#N/A | 40VU028S-7G-QEE | IDU | Four way cassette | electrical box cover2-big | 19849893567 |  | 2044131 | 1 | other | IDU
#N/A | 40VU028S-7G-QEE | IDU | Four way cassette | electrical box cover1-small | 19849893603 |  | 2043992 | 1 | other | IDU
#N/A | 40VU028S-7G-QEE | IDU | Four way cassette | Terminal block | 19989547823B |  | 2044035 | 1 | other | IDU
#N/A | 40VU028S-7G-QEE | IDU | Four way cassette | Transformer | 19989548737F |  | 2044197 | 1 | Transformer | IDU
#N/A | 40VU028S-7G-QEE | IDU | Four way cassette | AC type PCB | 19848199771 |  | 2044500 | 1 | PCB | IDU
#N/A | 40VU028S-7G-QEE | IDU | Four way cassette | Terminal block | 19989547823B |  | 2044035 | 1 | other | IDU
2513805 | 40VU038S-7G-QEE | IDU | Four way cassette | chassis | 19849893607 |  | 2044519 | 1 | plastic | IDU
2513805 | 40VU038S-7G-QEE | IDU | Four way cassette | partition plate | 19849798384 |  | 2044295 | 1 | other | IDU
2513805 | 40VU038S-7G-QEE | IDU | Four way cassette | drain pipe assy. | 19849798822C |  | 2044097 | 1 | Drain | IDU
2513805 | 40VU038S-7G-QEE | IDU | Four way cassette | observation board | 19849893213 |  | 2043991 | 1 | Other | IDU
2513805 | 40VU038S-7G-QEE | IDU | Four way cassette | fixing plate | 19849798344 |  | 2044038 | 1 | Other | IDU
2513805 | 40VU038S-7G-QEE | IDU | Four way cassette | fan motor-AC type | 19849598418 |  | 2044522 | 1 | Motor | IDU
2513805 | 40VU038S-7G-QEE | IDU | Four way cassette | water pump assy. | 19849186867 |  | 2044419 | 1 | Pump | IDU
2513805 | 40VU038S-7G-QEE | IDU | Four way cassette | fan | 19849798357 |  | 2044437 | 1 | fan | IDU
2513805 | 40VU038S-7G-QEE | IDU | Four way cassette | Evaprator assy | 19849178981 |  | 2044598 | 1 | coil | IDU
2513805 | 40VU038S-7G-QEE | IDU | Four way cassette | gas return pipe assy. | 19849285989 |  | 2044323 | 1 | other | IDU
2513805 | 40VU038S-7G-QEE | IDU | Four way cassette | fixing clip of evaporator | 19849893547A |  | 2044053 | 1 | Other | IDU
2513805 | 40VU038S-7G-QEE | IDU | Four way cassette | fixing plate of evaporator | 19849893609 |  | 2044079 | 1 | other | IDU
2513805 | 40VU038S-7G-QEE | IDU | Four way cassette | water tray | 19849798065 |  | 2044468 | 1 | Drain Pan | IDU
2513805 | 40VU038S-7G-QEE | IDU | Four way cassette | air guided ring | 19849798373A |  | 2044329 | 1 | Other | IDU
2513805 | 40VU038S-7G-QEE | IDU | Four way cassette | AC electrical cabinet assembly | 19849127129 |  | 2044311 | 1 | other | IDU
2513805 | 40VU038S-7G-QEE | IDU | Four way cassette | electrical box cover2 | 19849893567 |  | 2044131 | 1 | other | IDU
2513805 | 40VU038S-7G-QEE | IDU | Four way cassette | electrical box cover1 | 19849893603 |  | 2043992 | 1 | other | IDU
2513805 | 40VU038S-7G-QEE | IDU | Four way cassette | Terminal block | 19989547823B |  | 2044035 | 1 | other | IDU
2513805 | 40VU038S-7G-QEE | IDU | Four way cassette | Transformer | 19989548737F |  | 2044197 | 1 | Transformer | IDU
2513805 | 40VU038S-7G-QEE | IDU | Four way cassette | AC type PCB | 19848199771 |  | 2044500 | 1 | PCB | IDU
2513805 | 40VU038S-7G-QEE | IDU | Four way cassette | Terminal block | 19989547823B |  | 2044035 | 1 | other | IDU
#N/A | 40VU068S-7G-QEE | #N/A | Four way cassette | chasis | 19849893561A |  | 2044530 | 1 | plastic | #N/A
#N/A | 40VU068S-7G-QEE | #N/A | Four way cassette | partition plate | 19849798362 |  | 2044359 | 1 | other | #N/A
#N/A | 40VU068S-7G-QEE | #N/A | Four way cassette | drain pipe assy. | 19849798822C |  | 2044097 | 1 | Drain | #N/A
#N/A | 40VU068S-7G-QEE | #N/A | Four way cassette | observation board | 19849893213 |  | 2043991 | 1 | Other | #N/A
#N/A | 40VU068S-7G-QEE | #N/A | Four way cassette | fixing plate | 19849798344 |  | 2044038 | 1 | Other | #N/A
#N/A | 40VU068S-7G-QEE | #N/A | Four way cassette | fan motor-AC type | 19849598417 |  | 2044520 | 1 | Motor | #N/A
#N/A | 40VU068S-7G-QEE | #N/A | Four way cassette | water pump assy. | 19849186867 |  | 2044419 | 1 | Pump | #N/A
#N/A | 40VU068S-7G-QEE | #N/A | Four way cassette | FAN | 19849798358 |  | 2044434 | 1 | FAN | #N/A
#N/A | 40VU068S-7G-QEE | #N/A | Four way cassette | Evaprator assy | 19849156257 |  | 2044605 | 1 | coil | #N/A
#N/A | 40VU068S-7G-QEE | #N/A | Four way cassette | gas return pipe assy. | 19849283918 |  | 2044319 | 1 | other | #N/A
#N/A | 40VU068S-7G-QEE | #N/A | Four way cassette | fixing clip of evaporator | 19849893546A |  | 2044062 | 1 | other | #N/A
#N/A | 40VU068S-7G-QEE | #N/A | Four way cassette | fixing plate of evaporator | 19849893548 |  | 2044089 | 1 | other | #N/A
#N/A | 40VU068S-7G-QEE | #N/A | Four way cassette | water tray | 19849798065 |  | 2044468 | 1 | Drain Pan | #N/A
#N/A | 40VU068S-7G-QEE | #N/A | Four way cassette | air guided ring | 19849798359A |  | 2044351 | 1 | other | #N/A
#N/A | 40VU068S-7G-QEE | #N/A | Four way cassette | AC electrical cabinet assembly | 19849127129 |  | 2044311 | 1 | other | #N/A
#N/A | 40VU068S-7G-QEE | #N/A | Four way cassette | electrical box cover2 | 19849893567 |  | 2044131 | 1 | other | #N/A
#N/A | 40VU068S-7G-QEE | #N/A | Four way cassette | electrical box cover1 | 19849893603 |  | 2043992 | 1 | other | #N/A
#N/A | 40VU068S-7G-QEE | #N/A | Four way cassette | Terminal block | 19989547823B |  | 2044035 | 1 | other | #N/A
#N/A | 40VU068S-7G-QEE | #N/A | Four way cassette | Transformer | 19989548737F |  | 2044197 | 1 | Transformer | #N/A
#N/A | 40VU068S-7G-QEE | #N/A | Four way cassette | AC type PCB | 19848199771 |  | 2044500 | 1 | PCB | #N/A
#N/A | 40VU068S-7G-QEE | #N/A | Four way cassette | Terminal block | 19989547823B |  | 2044035 | 1 | other | #N/A